## 1¦ Own generation
Annexure Y-1
Approved Power Generation Cost
Description | Hydel |  |  | Thermal |  |  | Total
| FY 2020-21 | FY 2021-22 | FY 2022-23 | FY 2020-21 | FY 2021-22 | FY 2022-23 | FY 2020-21 | FY 2021-22 | FY 2022-23
Fuel Cost | 0 | 0 | 0 | 2133.6733 | 2296.6711 | 2408.837 | 2133.6733 | 2296.6711 | 2408.837
Other fuel related costs | 0 | 0 | 0 | 0 | 0 | 0 | 0 | 0 | 0
Operating expenses | 0 | 0 | 0 | 0 | 0 | 0 | 0 | 0 | 0
Fuel losses | 0 | 0 | 0 | 0 | 0 | 0 | 0 | 0 | 0
Sub-total | 0 | 0 | 0 | 2133.6733 | 2296.6711 | 2408.837 | 2133.6733 | 2296.6711 | 2408.837
Cost of Oil | 0 | 0 | 0 | 0 | 0 | 0 | 0 | 0 | 0
A&G Expenses | 11.9026 | 12.4701 | 13.0641 | 24.0204 | 25.108 | 26.2452 | 35.9231 | 37.5781 | 39.3093
R&M Expenses | 50.0361 | 50.9399 | 52.4055 | 100.2164 | 102.0261 | 104.9475 | 150.2525 | 152.9661 | 157.3531
Employee costs | 449.0058 | 469.5296 | 491.3917 | 647.514 | 676.6844 | 708.7987 | 1096.5198 | 1146.214 | 1200.1904
Depreciation | 204.1552 | 209.9408 | 212.8243 | 183.4991 | 186.6244 | 199.8728 | 387.6543 | 396.5651 | 412.6971
Interest and finance charges | 232.3395 | 246.1179 | 255.6342 | 271.7628 | 287.879 | 299.01 | 504.1023 | 533.9969 | 554.6442
RoE | 266.0569 | 280.208 | 293.1536 | 196.2399 | 206.6775 | 216.226 | 462.2968 | 486.8855 | 509.3795
IOWC | 37.9629 | 39.6669 | 41.2983 | 227.1803 | 238.1558 | 249.8893 | 265.1432 | 277.8227 | 291.1876
GOP Charges (RSD) | 13.8915 | 14.5861 | 15.3154 | 0 | 0 | 0 | 13.8915 | 14.5861 | 15.3154
Sub-total | 1265.3506 | 1323.4593 | 1375.0871 | 1650.4328 | 1723.1552 | 1804.9895 | 2915.7833 | 3046.6145 | 3180.0766
TOTAL | 1265.3506 | 1323.4593 | 2588.8099 | 3784.1061 | 4019.8263 | 4213.8265 | 5049.4566 | 5343.2856 | 5588.9135
0.54385
| FY 2020-21 | FY 2021-22 | FY 2022-23 |  | 649.3624 |  | 14373
Power Generation Cost (Rs Cr)
Fixed | 2915.7833 | 3046.6145 | 3180.0766 | [5 empty] | 153.8
Variable | 2133.6733 | 2296.6711 | 2408.837 | [5 empty] | 751.68
TOTAL | 5049.4566 | 5343.2856 | 5588.9135
| TRUE | TRUE | TRUE | [5 empty] | 1503.06
Source - T.O. FY 11-12 Pg 124 | Total | G | D
R&M | 376.22 | 258.1265 | 118.0935
Employee cost | 2916.98 | 573.6107 | 2343.3693
A&G | 87.95 | 12.1335 | 75.8165
Dep & related (Net) | 841.04 | 437.6903 | 403.3497
Interest & Finance charges | 1066.86 | 698.471 | 368.389
ROE | 366.47 | 148.8937 | 217.5763
GoP Charges | 17.71 | 7.1954 | 10.5146
Less: Non Tariff Income | 579.11 | 235.2875 | 343.8225
Net Expenses | 5094.12 | 1900.8336 | 3193.2864
Source - Previous Model as per A.O. FY 09-10 |  |  | Ratio
| G | D | G | D
R&M | 217.8432 | 99.6638 | 68.61% | 31.39%
Employee costs | 470.937 | 1923.9171 | 19.66% | 80.34%
A&G | 10.7973 | 67.467 | 13.8% | 86.2%
Depreciation | 363.7055 | 335.1697 | 52.04% | 47.96%
Interest and finance charges | 934.2432 | 492.7404 | 65.47% | 34.53%
ROE | 0 | 0 | 40.63% | 59.37%
GoP Charges | 0 | 0 | 40.63% | 59.37%
Less: Non Tariff Income | 0 | 0 | 40.63% | 59.37%
Net Expenses | 1997.5262 | 2918.9579 | 40.63% | 59.37%

## 2¦ Power Purchase actual
Annexure Y-2
FY 2020-21
Sl. No. | Source | Purchase (MU) | External losses (%) | Energy recd. By PSEB (MU) | AFC (Rs. Cr.) | PSEB firm share (%) | VC (Pc/Unit) | FC (Rs. Cr.) | VC (Rs. Cr.) | Others (Rs. Cr.) | Total (Rs. Cr.)
1 | Projected Power Purchase Cost | [6 empty] | 8288.8534 | 13428.4499 | 197.1739 | 21914.4772
FY 2021-22
Sl. No. | Source | Purchase (MU) | External losses (%) | Energy recd. By PSEB (MU) | AFC (Rs. Cr.) | PSEB firm share (%) | VC (Pc/Unit) | FC (Rs. Cr.) | VC (Rs. Cr.) | Others (Rs. Cr.) | Total (Rs. Cr.)
1 | Projected Power Purchase Cost | [6 empty] | 9368.6473 | 15026.9922 | 120.2163 | 24515.8557
FY 2022-23
Sl. No. | Source | Purchase (MU) | External losses (%) | Energy recd. By PSEB (MU) | AFC (Rs. Cr.) | PSEB firm share (%) | VC (Pc/Unit) | FC (Rs. Cr.) | VC (Rs. Cr.) | Others (Rs. Cr.) | Total (Rs. Cr.)
1 | Projected Power Purchase Cost | [6 empty] | 9534.1984 | 16317.3287 | 120.2163 | 25971.7434

## 3¦ PP cost fixed var
Annexure Y-3
Sl. No. | Particulars | Unit | FY 2020-21 | FY 2021-22 | FY 2022-23
A | Power Purchaseed (PP)
1 | Fixed | Rs Cr | 8288.8534 | 9368.6473 | 9534.1984
2 | Variable | Rs Cr | 13428.4499 | 15026.9922 | 16317.3287
3 | Others | Rs Cr | 197.1739 | 120.2163 | 120.2163
4 | Total Variable | Rs Cr | 13625.6238 | 15147.2084 | 16437.545
5 | Total Power Purchase Cost | Rs Cr | 21914.4772 | 24515.8557 | 25971.7434
B | Own Generation (G)
6 | Fixed | Rs Cr | 2915.7833 | 3046.6145 | 3180.0766
7 | Variable | Rs Cr | 2133.6733 | 2296.6711 | 2408.837
8 | Total Own Generation Cost | Rs Cr | 5049.4566 | 5343.2856 | 5588.9135
C | Total Power Purchase & Generation costs
9 | Fixed | Rs Cr | 11204.6367 | 12415.2618 | 12714.275
10 | Variable | Rs Cr | 15759.2971 | 17443.8796 | 18846.382
11 | Total | Rs Cr | 26963.9339 | 29859.1413 | 31560.6569
|  |  | TRUE | TRUE | TRUE
Note on D6: nidhim786: includes inter-state transmission / PGCIL charges
Note on E6: nidhim786: includes inter-state transmission / PGCIL charges
Note on F6: nidhim786: includes inter-state transmission / PGCIL charges

## 4¦ Transmission cost
Annexure Y-4
Approved Transmission cost
Particulars | FY 2020-21 | FY 2021-22 | FY 2022-23
Transmission Charges | 1329.6 | 1329.6 | 1329.6
R&M | 0
Employee cost | 0
A&G | 0
Dep & related (Net) | 0
Interest & Finance charges | 0
Revenue gap | 0
Less: Expenses capitalized | 0
Add: Expenses reallocated | 0
Net Expenses | 1329.6 | 1329.6 | 1329.6

## 5¦ Distribution cost
Annexure Y-5
FY 2020-21 |  |  |  | -0.0010783
Distribution cost
Particulars | Sub Total - Distribution Function Expenses (Rs crore) | % Share in Total Expenses of Distribution Function | Revenue Gap Attributable to Distribution Function (Rs Crore) | Total - Distribution Function Expenses (Rs crore) | LV&MV (Rs crore) | Public Lighting | Total - LV&MV + Public Lighting (Rs crore) | Total - HV (Rs crore)
R&M Expenses | 279.507 | 3.555% | 0 | 279.507 | 221.93 | 0.43 | 222.36 | 57.15
Employee cost | 4144.2666 | 52.71% | 0 | 4144.2666 | 3792.74 | 28.33 | 3821.07 | 323.19
A&G Expenses | 157.1152 | 1.998% | 0 | 157.1152 | 40.27 | 7.86 | 48.13 | 108.99
Dep & related (Net) | 972.4469 | 12.37% | 0 | 972.4469 | 972.45 | 0 | 972.45 | 0
Interest & Finance charges | 1622.4571 | 20.63% | 0 | 1622.4571 | 1622.46 | 0 | 1622.46 | 0
ROE | 1804.4644 | 22.95% | 0 | 1804.4644 | 1785.41 | 0 | 1785.41 | 19.04
DSM Fund and Non Tariff Income | -1117.42 | -14.21% | 0 | -1117.4211 | -1117.42 | 0 | -1117.42 | 0
Gross Expenses | 7862.8371 | 100% | 0 | 7862.836 | 7317.84 | 36.62 | 7354.46 | 508.37
FY 2021-22 |  |  |  | -0.0010783
Distribution cost
Particulars | Sub Total - Distribution Function Expenses (Rs crore) | % Share in Total Expenses of Distribution Function | Revenue Gap Attributable to Distribution Function (Rs Crore) | Total - Distribution Function Expenses (Rs crore) | LV&MV (Rs crore) | Public Lighting | Total - LV&MV + Public Lighting (Rs crore) | Total - HV (Rs crore)
R&M Expenses | 298.9186 | 3.164% | 0 | 298.9186 | 237.34 | 0.46 | 237.8 | 61.12
Employee cost | 4332.0846 | 45.86% | 0 | 4332.0846 | 3964.63 | 29.62 | 3994.25 | 337.84
A&G Expenses | 163.6137 | 1.732% | 0 | 163.6137 | 41.93 | 8.18 | 50.11 | 113.5
Dep & related (Net) | 1039.9827 | 11.01% | 0 | 1039.9827 | 1039.98 | 0 | 1039.98 | 0
Interest & Finance charges | 1593.966 | 16.87% | 0 | 1593.966 | 1593.97 | 0 | 1593.97 | 0
ROE | 3134.8951 | 33.19% | 0 | 3134.8951 | 3101.79 | 0 | 3101.79 | 33.08
DSM Fund and Non Tariff Income | -1117.42 | -11.83% | 0 | -1117.4211 | -1117.42 | 0 | -1117.42 | 0
Gross Expenses | 9446.0406 | 100% | 0 | 9446.0395 | 8862.22 | 38.26 | 8900.48 | 545.54
FY 2022-23 |  |  |  | -0.0010783
Distribution cost
Particulars | Sub Total - Distribution Function Expenses (Rs crore) | % Share in Total Expenses of Distribution Function | Revenue Gap Attributable to Distribution Function (Rs Crore) | Total - Distribution Function Expenses (Rs crore) | LV&MV (Rs crore) | Public Lighting | Total - LV&MV + Public Lighting (Rs crore) | Total - HV (Rs crore)
R&M Expenses | 313.5395 | 3.213% | 0 | 313.5395 | 248.95 | 0.48 | 249.43 | 64.11
Employee cost | 4536.0867 | 46.48% | 0 | 4536.0867 | 4151.33 | 31.01 | 4182.34 | 353.75
A&G Expenses | 170.4116 | 1.746% | 0 | 170.4116 | 43.68 | 8.52 | 52.2 | 118.22
Dep & related (Net) | 1090.8508 | 11.18% | 0 | 1090.8508 | 1090.85 | 0 | 1090.85 | 0
Interest & Finance charges | 1561.4308 | 16% | 0 | 1561.4308 | 1561.43 | 0 | 1561.43 | 0
ROE | 3205.023 | 32.84% | 0 | 3205.023 | 3171.17 | 0 | 3171.17 | 33.82
DSM Fund and Non Tariff Income | -1117.42 | -11.45% | 0 | -1117.4211 | -1117.42 | 0 | -1117.42 | 0
Gross Expenses | 9759.9225 | 100% | 0 | 9759.9214 | 9149.99 | 40.01 | 9190 | 569.9
Assumption
Source - As per previous Model |  |  |  |  | Ratios
Particulars | HV (Rs.) | LV&MV (Rs.) | Public Lighting | Total (Rs crore) | HV (Rs.) | LV&MV (Rs.) | Public Lighting
R&M | 20.3781 | 79.1331 | 0.15257 | 99.6638 | 20.45% | 79.4% | 0.1531% | 100%
Employee cost | 150.0368 | 1760.7275 | 13.1527 | 1923.9171 | 7.799% | 91.52% | 0.6836% | 100%
A&G | 46.8024 | 17.2913 | 3.3733 | 67.467 | 69.37% | 25.63% | 5% | 100%
Dep & related (Net) | 0 | 335.1697 | 0 | 335.1697 | 0% | 100% | 0% | 100% | 768
Interest & Finance charges | 0 | 492.7404 | 0 | 492.7404 | 0% | 100% | 0% | 100% | 17804
ROE | 1.45 | 135.9687 | 0 | 137.42 | 1.055% | 98.94% | 0% | 100%
Other costs | 0 | 0 | 0 | 0 | 0% | 100% | 0% | 100%
GoP Charges | 0 | 0 | 0 | 0 | 100% | 0% | 0% | 100%
Note on B44: Ramit: HV = 132 and 220 kV as per the discussion with PSPCL
Note on C44: Ramit: LV&MV = below 132 kV as per the discussion with PSPCL
Note on F44: Ramit: HV = 132 and 220 kV as per the discussion with PSPCL
Note on G44: Ramit: LV&MV = below 132 kV as per the discussion with PSPCL

## 6¦ Asset base
[12 empty] | 18.97% | 10.29% | 28.79% | 3.487% | 26.29% | 12.18% | [6 empty] | Annexure Y-6
| Assets group | FY 2020-21 |  |  | Voltage wise classification of assets (%) | [6 empty] | Voltage wise classification of assets (Rs. Crore) | [6 empty] | Apportionment (utilization) of assets used at different voltages (Rs. Crore)
|  | Discom | Wire | Retail | 220 kV | 132 kV | 66 kV | 33 kV | 11 kV | LT | Retail supply | 220 kV | 132 kV | 66 kV | 33 kV | 11 kV | LT | Retail supply | 220 kV | 132 kV | 66 kV | 33 kV | 11 kV | LT | Retail supply
| Land & land rights | 7607.3723 | 3803.6861 | 3803.6861 | 9.483% | 5.144% | 14.39% | 1.743% | 13.15% | 6.09% | 50% | 721.3992 | 391.297 | 1095.0235 | 132.6169 | 1000.0748 | 463.2747 | 3803.6861 | 2.9338 | 20.2937 | 294.8076 | 8.9342 | 886.8252 | 2589.8917 | 3803.6861 | 7607.3723 | 7607.3723
| Buildings | 747.8743 | 523.512 | 224.3623 | 13.28% | 7.201% | 20.15% | 2.441% | 18.4% | 8.526% | 30% | 99.2882 | 53.8553 | 150.7112 | 18.2524 | 137.6431 | 63.7618 | 224.3623 | 0.40378 | 2.7931 | 40.5752 | 1.2296 | 122.0562 | 356.4541 | 224.3623 | 747.8743 | 747.8743
| Hydraulic works | 199.7372 | 199.7372 | 0 | [7 empty] | 37.8817 | 20.5476 | 57.5013 | 6.9639 | 52.5154 | 24.3272 | 0 | 0.15406 | 1.0657 | 15.4808 | 0.46915 | 46.5685 | 135.999 | 0 | 199.7372 | 199.7372
| Other Civil Works | 9.0287 | 9.0287 | 0 | [7 empty] | 1.7124 | 0.92881 | 2.5992 | 0.31479 | 2.3738 | 1.0997 | 0 | 0.0069638 | 0.04817 | 0.69977 | 0.021207 | 2.105 | 6.1475 | 0 | 9.0287 | 9.0287
| Plant and Machinery | 8252.1097 | 7426.8987 | 825.211 | 17.07% | 9.259% | 25.91% | 3.138% | 23.66% | 10.96% | 10% | 1408.5702 | 764.0281 | 2138.0914 | 258.9415 | 1952.6991 | 904.5684 | 825.211 | 5.7284 | 39.6246 | 575.6275 | 17.4445 | 1731.5731 | 5056.9007 | 825.211 | 8252.1097 | 8252.1097
| Line and Cable Networks | 15181.0263 | 15181.0263 | 0 | 18.97% | 10.29% | 28.79% | 3.487% | 26.29% | 12.18% | 0% | 2879.2019 | 1561.7192 | 4370.387 | 529.292 | 3991.4341 | 1848.9921 | 0 | 11.7091 | 80.995 | 1176.6171 | 35.6576 | 3539.4392 | 10336.6082 | 0 | 15181.0263 | 15181.0263
| Vehicles | 21.7209 | 19.5488 | 2.1721 | 17.07% | 9.259% | 25.91% | 3.138% | 23.66% | 10.96% | 10% | 3.7076 | 2.011 | 5.6278 | 0.68157 | 5.1398 | 2.381 | 2.1721 | 0.015078 | 0.1043 | 1.5151 | 0.045917 | 4.5578 | 13.3106 | 2.1721 | 21.7209 | 21.7209
| Furnitures and fixtures | 21.1769 | 10.5885 | 10.5885 | 9.483% | 5.144% | 14.39% | 1.743% | 13.15% | 6.09% | 50% | 2.0082 | 1.0893 | 3.0483 | 0.36917 | 2.7839 | 1.2896 | 10.5885 | 0.0081669 | 0.056492 | 0.82067 | 0.02487 | 2.4687 | 7.2096 | 10.5885 | 21.1769 | 21.1769
| Office equipments | 173.1641 | 86.5821 | 86.5821 | 9.483% | 5.144% | 14.39% | 1.743% | 13.15% | 6.09% | 50% | 16.421 | 8.907 | 24.9257 | 3.0187 | 22.7644 | 10.5454 | 86.5821 | 0.066781 | 0.46194 | 6.7106 | 0.20337 | 20.1865 | 58.9529 | 86.5821 | 173.1641 | 173.1641
| Sub-total | 32213.2103 | 27260.6083 | 4952.602 | 16.05% | 8.706% | 24.36% | 2.951% | 22.25% | 10.31% | 15.37% | 5170.1904 | 2804.3832 | 7847.9153 | 950.451 | 7167.4285 | 3320.2398 | 4952.602 | 21.0261 | 145.4429 | 2112.8544 | 64.0304 | 6355.7802 | 18561.4742 | 4952.602
[18 empty] | TRUE | 0.06527% | 0.4515% | 6.559% | 0.1988% | 19.73% | 57.62% | 15.37%
[21 empty] | 6.593% | 0.1998% | 19.83% | 57.92% | 15.45%
| Assets group | FY 2021-22 |  |  | Voltage wise classification of assets (%) | [6 empty] | Voltage wise classification of assets (Rs. Crore) | [6 empty] | Apportionment (utilization) of assets used at different voltages (Rs. Crore)
|  | Discom | Wire | Retail | 220 kV | 132 kV | 66 kV | 33 kV | 11 kV | LT | Retail supply | 220 kV | 132 kV | 66 kV | 33 kV | 11 kV | LT | Retail supply | 220 kV | 132 kV | 66 kV | 33 kV | 11 kV | LT | Retail supply
| Land & land rights | 7994.0711 | 3997.0355 | 3997.0355 | 9.483% | 5.144% | 14.39% | 1.743% | 13.15% | 6.09% | 50% | 758.0695 | 411.1874 | 1150.6859 | 139.3581 | 1050.9108 | 486.8239 | 3997.0355 | 2.9986 | 20.7414 | 312.5488 | 9.1292 | 936.426 | 2715.1915 | 3997.0355 |  | TRUE
| Buildings | 785.8904 | 550.1233 | 235.7671 | 13.28% | 7.201% | 20.15% | 2.441% | 18.4% | 8.526% | 30% | 104.3352 | 56.5929 | 158.3721 | 19.1802 | 144.6398 | 67.0029 | 235.7671 | 0.41271 | 2.8547 | 43.017 | 1.2565 | 128.8829 | 373.6995 | 235.7671 |  | TRUE
| Hydraulic works | 209.8902 | 209.8902 | 0 | [7 empty] | 39.8073 | 21.5921 | 60.4242 | 7.3179 | 55.1849 | 25.5638 | 0 | 0.15746 | 1.0892 | 16.4124 | 0.47939 | 49.1731 | 142.5787 | 0 |  | TRUE
| Other Civil Works | 9.4876 | 9.4876 | 0 | [7 empty] | 1.7994 | 0.97602 | 2.7313 | 0.33079 | 2.4945 | 1.1556 | 0 | 0.0071177 | 0.049233 | 0.74188 | 0.02167 | 2.2228 | 6.4449 | 0 |  | TRUE
| Plant and Machinery | 8671.5818 | 7804.4237 | 867.1582 | 17.07% | 9.259% | 25.91% | 3.138% | 23.66% | 10.96% | 10% | 1480.1708 | 802.8652 | 2246.7751 | 272.1041 | 2051.9589 | 950.5495 | 867.1582 | 5.855 | 40.4987 | 610.2682 | 17.8253 | 1828.4213 | 5301.5553 | 867.1582 |  | TRUE
| Line and Cable Networks | 15952.7099 | 15952.7099 | 0 | 18.97% | 10.29% | 28.79% | 3.487% | 26.29% | 12.18% | 0% | 3025.5579 | 1641.1047 | 4592.5431 | 556.197 | 4194.3271 | 1942.9802 | 0 | 11.9679 | 82.7817 | 1247.4247 | 36.436 | 3737.4028 | 10836.6969 | 0 |  | TRUE
| Vehicles | 22.825 | 20.5425 | 2.2825 | 17.07% | 9.259% | 25.91% | 3.138% | 23.66% | 10.96% | 10% | 3.896 | 2.1133 | 5.9139 | 0.71622 | 5.4011 | 2.502 | 2.2825 | 0.015411 | 0.1066 | 1.6063 | 0.046919 | 4.8127 | 13.9545 | 2.2825 |  | TRUE
| Furnitures and fixtures | 22.2534 | 11.1267 | 11.1267 | 9.483% | 5.144% | 14.39% | 1.743% | 13.15% | 6.09% | 50% | 2.1103 | 1.1446 | 3.2032 | 0.38794 | 2.9255 | 1.3552 | 11.1267 | 0.0083473 | 0.057739 | 0.87005 | 0.025413 | 2.6068 | 7.5584 | 11.1267 |  | TRUE
| Office equipments | 181.9664 | 90.9832 | 90.9832 | 9.483% | 5.144% | 14.39% | 1.743% | 13.15% | 6.09% | 50% | 17.2557 | 9.3597 | 26.1927 | 3.1722 | 23.9215 | 11.0814 | 90.9832 | 0.068256 | 0.47213 | 7.1144 | 0.20781 | 21.3156 | 61.805 | 90.9832 |  | TRUE
| Sub-total | 33850.6759 | 28646.3226 | 5204.3532 | 16.05% | 8.706% | 24.36% | 2.951% | 22.25% | 10.31% | 15.37% | 5433.0021 | 2946.9359 | 8246.8415 | 998.7645 | 7531.764 | 3489.0147 | 5204.3532 | 21.4907 | 148.6514 | 2240.0038 | 65.4283 | 6711.2638 | 19459.4847 | 5204.3532 | 33680.5338 | TRUE
[18 empty] | TRUE | 0.06349% | 0.4391% | 6.617% | 0.1933% | 19.83% | 57.49% | 15.37%
| * Note - To be explained in detail. | [19 empty] | 6.651% | 0.1943% | 19.93% | 57.78% | 15.45%
| Assets group | FY 2022-23 |  |  | Voltage wise classification of assets (%) | [6 empty] | Voltage wise classification of assets (Rs. Crore) | [6 empty] | Apportionment (utilization) of assets used at different voltages (Rs. Crore)
|  | Discom | Wire | Retail | 220 kV | 132 kV | 66 kV | 33 kV | 11 kV | LT | Retail supply | 220 kV | 132 kV | 66 kV | 33 kV | 11 kV | LT | Retail supply | 220 kV | 132 kV | 66 kV | 33 kV | 11 kV | LT | Retail supply
| Land & land rights | 8370.4783 | 4185.2392 | 4185.2392 | 9.483% | 5.144% | 14.39% | 1.743% | 13.15% | 6.09% | 50% | 793.7638 | 430.5485 | 1204.8668 | 145.9199 | 1100.3937 | 509.7464 | 4185.2392 | 3.0544 | 21.1267 | 329.9812 | 9.2968 | 984.8893 | 2836.8907 | 4185.2392 |  | TRUE
| Buildings | 822.8946 | 576.0263 | 246.8684 | 13.28% | 7.201% | 20.15% | 2.441% | 18.4% | 8.526% | 30% | 109.2479 | 59.2576 | 165.8292 | 20.0834 | 151.4503 | 70.1578 | 246.8684 | 0.42039 | 2.9077 | 45.4162 | 1.2795 | 135.5531 | 390.4493 | 246.8684 |  | TRUE
| Hydraulic works | 219.7731 | 219.7731 | 0 | [7 empty] | 41.6817 | 22.6087 | 63.2693 | 7.6625 | 57.7833 | 26.7675 | 0 | 0.16039 | 1.1094 | 17.3278 | 0.48819 | 51.718 | 148.9693 | 0 |  | TRUE
| Other civil works | 9.9343 | 9.9343 | 0 | [7 empty] | 1.8841 | 1.022 | 2.8599 | 0.34636 | 2.612 | 1.21 | 0 | 0.0072502 | 0.050148 | 0.78326 | 0.022067 | 2.3378 | 6.7338 | 0 |  | TRUE
| Plant and Machinery | 9079.8902 | 8171.9012 | 907.989 | 17.07% | 9.259% | 25.91% | 3.138% | 23.66% | 10.96% | 10% | 1549.8658 | 840.6688 | 2352.5663 | 284.9163 | 2148.577 | 995.3069 | 907.989 | 5.9639 | 41.251 | 644.3057 | 18.1525 | 1923.0485 | 5539.1794 | 907.989 |  | TRUE
| Line and cabel networks | 16703.856 | 16703.856 | 0 | 18.97% | 10.29% | 28.79% | 3.487% | 26.29% | 12.18% | 0% | 3168.0187 | 1718.3774 | 4808.7866 | 582.386 | 4391.8203 | 2034.467 | 0 | 12.1907 | 84.3196 | 1316.9996 | 37.1048 | 3930.8265 | 11322.4148 | 0 |  | TRUE
| Vehicles | 23.8997 | 21.5097 | 2.39 | 17.07% | 9.259% | 25.91% | 3.138% | 23.66% | 10.96% | 10% | 4.0795 | 2.2128 | 6.1923 | 0.74994 | 5.6554 | 2.6198 | 2.39 | 0.015698 | 0.10858 | 1.6959 | 0.04778 | 5.0618 | 14.58 | 2.39 |  | TRUE
| Furnitures and fixtures | 23.3012 | 11.6506 | 11.6506 | 9.483% | 5.144% | 14.39% | 1.743% | 13.15% | 6.09% | 50% | 2.2096 | 1.1985 | 3.354 | 0.4062 | 3.0632 | 1.419 | 11.6506 | 0.0085027 | 0.058811 | 0.91858 | 0.02588 | 2.7417 | 7.8972 | 11.6506 |  | TRUE
| Office equipments | 190.5345 | 95.2672 | 95.2672 | 9.483% | 5.144% | 14.39% | 1.743% | 13.15% | 6.09% | 50% | 18.0682 | 9.8004 | 27.426 | 3.3215 | 25.0479 | 11.6032 | 95.2672 | 0.069527 | 0.4809 | 7.5113 | 0.21162 | 22.4187 | 64.5752 | 95.2672 |  | TRUE
| sub-total | 35444.562 | 29995.1576 | 5449.4044 | 16.05% | 8.706% | 24.36% | 2.951% | 22.25% | 10.31% | 15.37% | 5688.8193 | 3085.6947 | 8635.1506 | 1045.7921 | 7886.4032 | 3653.2977 | 5449.4044 | 21.8908 | 151.4129 | 2364.9396 | 66.6292 | 7058.5954 | 20331.6897 | 5449.4044 | 35271.2582 | TRUE
[18 empty] | TRUE | 0.06176% | 0.4272% | 6.672% | 0.188% | 19.91% | 57.36% | 15.37%
Total Asset Base of PSPCL based on the data provided for FIVE ZONES - AS PER PREVIOUS MODEL | [20 empty] | 6.705% | 0.1889% | 20.01% | 57.64% | 15.45%
S. No | Particulars | Voltage Level | [5 empty] | Total
|  | 220 kV | 132 kV | 66 kV | 33 kV | 11 kV | LT
| Length of Transmission & Dsitribution Lines (Ckt KM) | 4591 | 3074 | 6508 | 1321 | 161159 | 167021 | 343674
| Cost per KM (Rs Lac) | 41 | 23.07 | 21.4 | 21.4 | 1.25 | 1.1
1 | Total Cost of Lines (Rs Lakh) | 188231 | 70917.18 | 139271.2 | 28269.4 | 201448.75 | 183723.1 | 811860.63
2 | Total Cost of Shunt Capacitors (at each voltage) in Rs lakh | - | 466 | 1083 | 65 | 1733.64 | 6147.81 | 9495.45
3 | Total Cost of Sub stations (Rs lakh) | 26500 | 40500 | 204316.6667 | 18750 | 0 | 0 | 290066.6667
4 | Total cost of Transformers (Rs lakh) | 80931 | 48488 | 104119.25 | 7268 | 206693.4717 | 0 | 447499.7217
Total Asset Base (Rs Lakh) |  | 295662 | 160371.18 | 448790.1167 | 54352.4 | 409875.8617 | 189870.91 | 1558922.4683
Total Asset Base (Rs Crore) |  | 2956.62 | 1603.7118 | 4487.9012 | 543.524 | 4098.7586 | 1898.7091 | 15589.2247
Assets as a Percentage of the Total Asset Base |  | 18.97% | 10.29% | 28.79% | 3.487% | 26.29% | 12.18% | 100%
|  | 62 | 80 | 568 | 38
|  | 427.4194 | 506.25 | 359.7124 | 493.4211
| ckt-km | 6716 | 3137 | 8789 | 382 | 214860 | 149698 | 383582
Rs. Crore
| Assets group | FY 2018-19 | FY 2020-21 | FY 2021-22 | FY 2022-23 | FY 2020-21 | FY 2021-22 | FY 2022-23
| Land & land rights | 6736.104 | 7607.3723 | 7994.0711 | 8370.4783 | 7607.3723 | 7994.0711 | 8370.4783
| Buildings | 662.2207 | 747.8743 | 785.8904 | 822.8946 | 747.8743 | 785.8904 | 822.8946
| Hydraulic works | 176.8614 | 199.7372 | 209.8902 | 219.7731 | 199.7372 | 209.8902 | 219.7731
| Other civil works | 7.9946 | 9.0287 | 9.4876 | 9.9343 | 9.0287 | 9.4876 | 9.9343
| Plant and Machinery | 7307 | 8252.1097 | 8671.5818 | 9079.8902 | 8252.1097 | 8671.5818 | 9079.8902
| Line and cabel networks | 13442.3516 | 15181.0263 | 15952.7099 | 16703.856 | 15181.0263 | 15952.7099 | 16703.856
| Vehicles | 19.2332 | 21.7209 | 22.825 | 23.8997 | 21.7209 | 22.825 | 23.8997
| Furnitures and fixtures | 18.7515 | 21.1769 | 22.2534 | 23.3012 | 21.1769 | 22.2534 | 23.3012
| Office equipments + others | 153.3317 | 173.1641 | 181.9664 | 190.5345 | 173.1641 | 181.9664 | 190.5345
| Other | 106.1904 | 119.9254 | 126.0215 | 131.9553 | 119.9254 | 126.0215 | 131.9553
| Total | 28630.0392 | 32333.1357 | 33976.6973 | 35576.5173 | 32333.1357 | 33976.6973 | 35576.5173
297.16
13305.57
13305.57
Note on L4: chetan yadav: Percentages taken from BESCOM study
Note on L19: chetan yadav: Percentages taken from BESCOM study
Note on L34: chetan yadav: Percentages taken from BESCOM study

## 7¦Exp Det
ALLOCATION MATRIX FOR DEMAND, ENERGY AND CUSTOMER RELATED COST | [20 empty] | Annexure Y-7
Description | Distribution Cost Classification for 220 kv(In %) |  |  | Distribution cost classification for 132 kv (In %) |  |  | Distribution cost classification for 66 kv(In %) |  |  | Distribution cost classification for 33 kv(In %) |  |  | Distribution cost classification for 11 kv(In %) |  |  | Distribution cost classification for LT kv(In %) |  |  | Retails supply (%)
| Demand | Energy | Customer | Demand | Energy | Customer | Demand | Energy | Customer | Demand | Energy | Customer | Demand | Energy | Customer | Demand | Energy | Customer | Demand | Energy | Customer
Repairs & Maintenance | 80% | 0% | 20% | 80% | 0% | 20% | 80% | 0% | 20% | 80% | 0% | 20% | 80% | 0% | 20% | 50% | 0% | 50% | 20% | 0% | 80%
Employee costs | 75% | 0% | 25% | 75% | 0% | 25% | 75% | 0% | 25% | 75% | 0% | 25% | 75% | 0% | 25% | 75% | 0% | 25% | 10% | 0% | 90%
A&G expenses | 73.39% | 0% | 26.61% | 73.39% | 0% | 26.61% | 73.39% | 0% | 26.61% | 73.39% | 0% | 26.61% | 73.39% | 0% | 26.61% | 71.32% | 0% | 28.68% | 22.37% | 0% | 77.63%
Depreciation+AAD | 96.91% | 0% | 3.087% | 96.91% | 0% | 3.087% | 96.91% | 0% | 3.087% | 96.91% | 0% | 3.087% | 96.91% | 0% | 3.087% | 90.74% | 0% | 9.261% | 16.7% | 0% | 83.3%
Interest & Finance charges | 96.91% | 0% | 3.087% | 96.91% | 0% | 3.087% | 96.91% | 0% | 3.087% | 96.91% | 0% | 3.087% | 96.91% | 0% | 3.087% | 90.74% | 0% | 9.261% | 16.7% | 0% | 83.3%
Other expenses | 100% | 0% | 0% | 100% | 0% | 0% | 100% | 0% | 0% | 100% | 0% | 0% | 100% | 0% | 0% | 100% | 0% | 0% | 0.5197% | 0% | 99.48%
Expenses capitalized | 96.91% | 0% | 3.087% | 96.91% | 0% | 3.087% | 96.91% | 0% | 3.087% | 96.91% | 0% | 3.087% | 96.91% | 0% | 3.087% | 90.74% | 0% | 9.261% | 16.7% | 0% | 83.3%
Interest on working capital | 0% | 100% | 0% | 0% | 100% | 0% | 0% | 100% | 0% | 0% | 100% | 0% | 0% | 100% | 0% | 0% | 100% | 0% | 0% | 100% | 0%
Provison for Tax | 96.91% | 0% | 3.087% | 96.91% | 0% | 3.087% | 96.91% | 0% | 3.087% | 96.91% | 0% | 3.087% | 96.91% | 0% | 3.087% | 90.74% | 0% | 9.261% | 16.7% | 0% | 83.3%
Sub Total

## 8¦ D cost clasfc
Annexure Y-8
Description | FY 2020-21 (Rs Crore) |  |  | Apportionment of Cost | [7 empty] | 220 kV |  |  | 132 kV |  |  | 66 kV |  |  | 33 kV |  |  | 11kV |  |  | LT |  |  | Retail |  |  | Total
| HV (220 & 132 kV) | LV&MV + Public Lighting (below 132 kV) | Total | 220 kV | 132 kV | 66 kV | 33 kV | 11 kV | LT | Retail supply | Total | D | Energy | C | D | Energy | C | D | Energy | C | D | Energy | C | D | Energy | C | D | Energy | C | D | Energy | C | D | Energy | C
Repairs & Maintenance | 57.15 | 222.36 | 279.51 | 0.037303 | 0.25803 | 18.4087 | 0.55788 | 55.3762 | 161.7211 | 43.1507 | 279.51 | 0.029842 | 0 | 0.0074605 | 0.20643 | 0 | 0.051607 | 14.727 | 0 | 3.6817 | 0.4463 | 0 | 0.11158 | 44.301 | 0 | 11.0752 | 80.8606 | 0 | 80.8606 | 8.6301 | 0 | 34.5206 | 149.2012 | 0 | 130.3088
Employee costs | 323.19 | 3821.07 | 4144.2666 | 0.21095 | 1.4592 | 273.1226 | 8.277 | 821.5934 | 2399.3883 | 640.2086 | 4144.26 | 0.15821 | 0 | 0.052738 | 1.0944 | 0 | 0.3648 | 204.8419 | 0 | 68.2806 | 6.2078 | 0 | 2.0693 | 616.195 | 0 | 205.3983 | 1799.5412 | 0 | 599.8471 | 64.0209 | 0 | 576.1877 | 2692.0594 | 0 | 1452.2006
A&G expenses | 108.99 | 48.13 | 157.1152 | 0.071139 | 0.49209 | 10.3219 | 0.31281 | 31.0497 | 90.6777 | 24.1948 | 157.12 | 0.052208 | 0 | 0.018931 | 0.36114 | 0 | 0.13095 | 7.5751 | 0 | 2.7468 | 0.22956 | 0 | 0.083242 | 22.7869 | 0 | 8.2627 | 64.6733 | 0 | 26.0043 | 5.4113 | 0 | 18.7834 | 101.0896 | 0 | 56.0304
Depreciation | 0 | 972.45 | 972.4469 | 0 | 0 | 64.114 | 1.943 | 192.8645 | 563.2431 | 150.2854 | 972.45 | 0 | 0 | 0 | 0 | 0 | 0 | 62.1346 | 0 | 1.9794 | 1.883 | 0 | 0.059986 | 186.9101 | 0 | 5.9544 | 511.0839 | 0 | 52.1592 | 25.0974 | 0 | 125.188 | 787.1091 | 0 | 185.3409
Interest & Finance charges | 0 | 1622.46 | 1622.4571 | 0 | 0 | 106.9694 | 3.2417 | 321.78 | 939.7289 | 250.74 | 1622.46 | 0 | 0 | 0 | 0 | 0 | 0 | 103.6669 | 0 | 3.3025 | 3.1416 | 0 | 0.10008 | 311.8456 | 0 | 9.9344 | 852.7052 | 0 | 87.0237 | 41.8732 | 0 | 208.8668 | 1313.2326 | 0 | 309.2274
ROE | 19.04 | 1785.41 | 1804.45 | 0.012428 | 0.085966 | 118.9616 | 3.6052 | 357.8542 | 1045.0805 | 278.85 | 1804.45 | 0.012428 | 0 | 0 | 0.085966 | 0 | 0 | 118.9616 | 0 | 0 | 3.6052 | 0 | 0 | 357.8542 | 0 | 0 | 1045.0805 | 0 | 0 | 1.4491 | 0 | 277.401 | 1527.049 | 0 | 277.401
Other costs | 0 | -1117.42 | -1117.42 | 0 | 0 | -73.6719 | -2.2326 | -221.6162 | -647.2097 | -172.6895 | -1117.42 | 0 | 0 | 0 | 0 | 0 | 0 | -71.3975 | 0 | -2.2745 | -2.1637 | 0 | -0.068929 | -214.7742 | 0 | -6.842 | -587.2748 | 0 | -59.9349 | -28.8389 | 0 | -143.8506 | -904.449 | 0 | -212.971
Sub Total | 508.37 | 7354.46 | 7862.83 | 0.33182 | 2.2953 | 518.2263 | 15.7049 | 1558.9018 | 4552.6299 | 1214.7399 | 7862.83 | 0.25269 | 0 | 0.07913 | 1.7479 | 0 | 0.54736 | 440.5097 | 0 | 77.7166 | 13.3497 | 0 | 2.3552 | 1325.1187 | 0 | 233.7831 | 3766.67 | 0 | 785.9599 | 117.6431 | 0 | 1097.0968 | 5665.2919 | 0 | 2197.5381
0
Description | FY 2021-22 (Rs Crore) |  |  | Apportionment of Cost | [15 empty] | 0
| HV (220 & 132 kV) | LV&MV + Public Lighting (below 132 kV) | Total | 220 kV | 132 kV | 66 kV | 33 kV | 11 kV | LT | Retail supply | Total
Repairs & Maintenance | 61.12 | 237.8 | 298.92 | 0.038803 | 0.2684 | 19.86 | 0.58009 | 59.5023 | 172.5285 | 46.142 | 298.92
Employee costs | 337.84 | 3994.25 | 4332.09 | 0.21448 | 1.4836 | 288.003 | 8.4123 | 862.8843 | 2501.9555 | 669.1369 | 4332.09
A&G expenses | 113.5 | 50.11 | 163.61 | 0.072058 | 0.49842 | 10.8433 | 0.31672 | 32.4876 | 94.1988 | 25.193 | 163.61
Depreciation | 0 | 1039.98 | 1039.98 | 0 | 0 | 69.1663 | 2.0203 | 207.2289 | 600.8656 | 160.6989 | 1039.98
Interest & Finance charges | 0 | 1593.97 | 1593.97 | 0 | 0 | 106.0108 | 3.0965 | 317.6183 | 920.9425 | 246.302 | 1593.97
ROE | 33.08 | 3101.79 | 3134.87 | 0.021001 | 0.14527 | 208.4809 | 6.0895 | 624.6286 | 1811.1269 | 484.3779 | 3134.87
Other costs | 0 | -1117.42 | -1117.42 | 0 | 0 | -74.3167 | -2.1707 | -222.6598 | -645.6079 | -172.665 | -1117.42
Sub Total | 545.54 | 8900.48 | 9446.02 | 0.34635 | 2.3957 | 628.0476 | 18.3446 | 1881.6902 | 5456.0098 | 1459.1857 | 9446.02
Description | FY 2022-23 (Rs Crore) |  |  | Apportionment of Cost
| HV (220 & 132 kV) | LV&MV + Public Lighting (below 132 kV) | Total | 220 kV | 132 kV | 66 kV | 33 kV | 11 kV | LT | Retail supply | Total
Repairs & Maintenance | 64.11 | 249.43 | 313.54 | 0.039595 | 0.27387 | 21.0019 | 0.5917 | 62.6839 | 180.5556 | 48.3935 | 313.54
Employee costs | 353.75 | 4182.34 | 0 | 0.21848 | 1.5112 | 304.0291 | 8.5656 | 907.4305 | 2613.7771 | 700.558 | 4536.09
A&G expenses | 118.22 | 52.2 | 0 | 0.073014 | 0.50501 | 11.3879 | 0.32084 | 33.9893 | 97.9033 | 26.2406 | 170.42
Depreciation | 0 | 1090.85 | 0 | 0 | 0 | 73.1415 | 2.0607 | 218.3043 | 628.8073 | 168.5362 | 1090.85
Interest & Finance charges | 0 | 1561.43 | 0 | 0 | 0 | 104.694 | 2.9496 | 312.4783 | 900.0674 | 241.2407 | 1561.43
ROE | 33.82 | 3171.17 | 3204.99 | 0.020887 | 0.14447 | 214.8836 | 6.0541 | 641.3596 | 1847.3824 | 495.145 | 3204.99
Other costs | 0 | -1117.42 | -1117.42 | 0 | 0 | -74.9231 | -2.1109 | -223.6216 | -644.1232 | -172.6412 | -1117.42
Sub Total | 569.9 | 9190 | 9759.9 | 0.35197 | 2.4345 | 654.2149 | 18.4317 | 1952.6243 | 5624.3699 | 1507.4726 | 9759.9
Description | 220 kV |  |  | 132 kV |  |  | 66 kV |  |  | 33 kV |  |  | 11 kV |  |  | LT |  |  | Retail |  |  | Total
| Demand | Energy | Customer | Demand | Energy | Customer | Demand | Energy | Customer | Demand | Energy | Customer | Demand | Energy | Customer | Demand | Energy | Customer | Demand | Energy | Customer | Demand | Energy | Customer
FY 2020-21 | 0.25231 | 0 | 0.079513 | 1.7453 | 0 | 0.55001 | 434.5625 | 0 | 83.6638 | 13.1695 | 0 | 2.5354 | 1307.2286 | 0 | 251.6732 | 3609.9553 | 0 | 942.6746 | 190.7031 | 0 | 1024.0368 | 5557.6166 | 0 | 2305.2134
FY 2021-22 | 0.26514 | 0 | 0.081206 | 1.834 | 0 | 0.5617 | 537.3445 | 0 | 90.7031 | 15.6953 | 0 | 2.6493 | 1609.9352 | 0 | 271.755 | 4408.5958 | 0 | 1047.414 | 229.7384 | 0 | 1229.4474 | 6803.4084 | 0 | 2642.6116
FY 2022-23 | 0.26936 | 0 | 0.082613 | 1.8631 | 0 | 0.57141 | 558.8523 | 0 | 95.3626 | 15.745 | 0 | 2.6867 | 1667.9971 | 0 | 284.6272 | 4539.9127 | 0 | 1084.4572 | 235.8268 | 0 | 1271.6458 | 7020.4664 | 0 | 2739.4336
Description | 220 kV |  |  | 132 kV |  |  | 66 kV |  |  | 33 kV |  |  | 11 kV |  |  | LT |  |  | Retail
| Demand | Energy | Customer | Demand | Energy | Customer | Demand | Energy | Customer | Demand | Energy | Customer | Demand | Energy | Customer | Demand | Energy | Customer | Demand | Energy | Customer
R&M and A&G Exp | 80% | 0% | 20% | 80% | 0% | 20% | 80% | 0% | 20% | 80% | 0% | 20% | 80% | 0% | 20% | 50% | 0% | 50% | 20% | 0% | 80%
Employee costs | 75% | 0% | 25% | 75% | 0% | 25% | 75% | 0% | 25% | 75% | 0% | 25% | 75% | 0% | 25% | 75% | 0% | 25% | 10% | 0% | 90%
A&G expenses | 73.39% | 0% | 26.61% | 73.39% | 0% | 26.61% | 73.39% | 0% | 26.61% | 73.39% | 0% | 26.61% | 73.39% | 0% | 26.61% | 71.32% | 0% | 28.68% | 22.37% | 0% | 77.63%
Depreciation+AAD | 96.91% | 0% | 3.087% | 96.91% | 0% | 3.087% | 96.91% | 0% | 3.087% | 96.91% | 0% | 3.087% | 96.91% | 0% | 3.087% | 90.74% | 0% | 9.261% | 16.7% | 0% | 83.3%
Interest & Finance charges | 96.91% | 0% | 3.087% | 96.91% | 0% | 3.087% | 96.91% | 0% | 3.087% | 96.91% | 0% | 3.087% | 96.91% | 0% | 3.087% | 90.74% | 0% | 9.261% | 16.7% | 0% | 83.3%
ROE | 96.91% | 0% | 3.087% | 96.91% | 0% | 3.087% | 96.91% | 0% | 3.087% | 96.91% | 0% | 3.087% | 96.91% | 0% | 3.087% | 90.74% | 0% | 9.261% | 16.7% | 0% | 83.3%
Other expenses | 100% | 0% | 0% | 100% | 0% | 0% | 100% | 0% | 0% | 100% | 0% | 0% | 100% | 0% | 0% | 100% | 0% | 0% | 0.5197% | 0% | 99.48%

## 9¦ all cost clasfc
Annexure Y-9
Classification of Power Purchase & Generation costs (Rs. Crore) |  |  | Classification of Transmission costs (Rs. Crore) |  |  | Classification of Distribution costs for 220 kv (Rs. Crore) |  |  | Classification of Distribution costs for 132 kv (Rs. Crore) |  |  | Classification of Distribution costs for 66 kv (Rs. Crore) |  |  | Classification of Distribution costs for 33 kv (Rs. Crore) |  |  | Classification of Distribution costs for 11 kv (Rs. Crore) |  |  | Classification of Distribution costs for LT (Rs. Crore) |  |  | Classification of Retail supply costs (Rs. Crore) |  |  | Overall
Demand | Energy | Customer | Demand | Energy | Customer | Demand | Energy | Customer | Demand | Energy | Customer | Demand | Energy | Customer | Demand | Energy | Customer | Demand | Energy | Customer | Demand | Energy | Customer | Demand | Energy | Customer | Demand | Energy | Customer
0 | 26963.9339 | 0 | 0 | 1329.6 | 0 | 0.25269 | 0 | 0.07913 | 1.7479 | 0 | 0.54736 | 440.5097 | 0 | 77.7166 | 13.3497 | 0 | 2.3552 | 1325.1187 | 0 | 233.7831 | 3766.67 | 0 | 785.9599 | 117.6431 | 0 | 1097.0968 | 5665.2919 | 30491.072 |  | -0.0060444
[27 empty] | 15.67% | 84.33% | 0%
| FY 2020-21 |  |  |  | FY 2021-22 |  |  |  | FY 2022-23
Particulars | Demand | Energy | Customer | Total | Demand | Energy | Customer | Total | Demand | Energy | Customer | Total
Classification of PP & Generation costs | 0 | 26963.9339 | 0 | 26963.9339 | 0 | 29859.1413 | 0 | 29859.1413 | 0 | 31560.6569 | 0 | 31560.6569
Classification of Transmission costs | 0 | 1329.6 | 0 | 1329.6 | 0 | 1329.6 | 0 | 1329.6 | 0 | 1329.6 | 0 | 1329.6
Classification of Distribution costs for 220 kV | 0.25231 | 0 | 0.079513 | 0.26514 | 0.26514 | 0 | 0.081206 | 0.34635 | 0.26936 | 0 | 0.082613 | 0.35197
Classification of Distribution costs for 132 kV | 1.7453 | 0 | 0.55001 | 2.2953 | 1.834 | 0 | 0.5617 | 2.3957 | 1.8631 | 0 | 0.57141 | 2.4345
Classification of Distribution costs for 66 kV | 434.5625 | 0 | 83.6638 | 518.2263 | 537.3445 | 0 | 90.7031 | 628.0476 | 558.8523 | 0 | 95.3626 | 654.2149
Classification of Distribution costs for 33 kV | 13.1695 | 0 | 2.5354 | 15.7049 | 15.6953 | 0 | 2.6493 | 18.3446 | 15.745 | 0 | 2.6867 | 18.4317
Classification of Distribution costs for 11 kV | 1307.2286 | 0 | 251.6732 | 1558.9018 | 1609.9352 | 0 | 271.755 | 1881.6902 | 1667.9971 | 0 | 284.6272 | 1952.6243
Classification of Distribution costs for LT | 3609.9553 | 0 | 942.6746 | 4552.6299 | 4408.5958 | 0 | 1047.414 | 5456.0098 | 4539.9127 | 0 | 1084.4572 | 5624.3699
Classification of Retail supply costs | 190.7031 | 0 | 1024.0368 | 1214.7399 | 229.7384 | 0 | 1229.4474 | 1459.1857 | 235.8268 | 0 | 1271.6458 | 1507.4726
Overall | 5557.6166 | 28293.5339 | 2305.2134 | 36156.2972 | 6803.4084 | 31188.7413 | 2642.6116 | 40634.7613 | 7020.4664 | 32890.2569 | 2739.4336 | 42650.1569
| FY 2020-21 |  |  |  | FY 2021-22 |  |  |  | FY 2022-23
Particulars | Demand | Energy | Customer | Total | Demand | Energy | Customer | Total | Demand | Energy | Customer | Total | [14 empty] | 5547.6488
Genration | 0 | 26963.9339 | 0 | 26963.9339 | 0 | 29859.1413 | 0 | 29859.1413 | 0 | 31560.6569 | 0 | 31560.6569
Transmission | 0 | 1329.6 | 0 | 1329.6 | 0 | 1329.6 | 0 | 1329.6 | 0 | 1329.6 | 0 | 1329.6
Distribution | 5557.6166 | 0 | 2305.2134 | 7862.83 | 6803.4084 | 0 | 2642.6116 | 9446.02 | 7020.4664 | 0 | 2739.4336 | 9759.9
Total | 5557.6166 | 28293.5339 | 2305.2134 | 36156.3639 | 6803.4084 | 31188.7413 | 2642.6116 | 40634.7613 | 7020.4664 | 32890.2569 | 2739.4336 | 42650.1569
| 15.37% | 78.25% | 6.376% | 100% | 16.74% | 76.75% | 6.503% | 100% | 16.46% | 77.12% | 6.423% | 100%
30598.7473

## 10¦ RESULTS-KP
Annexure Y-10
Allocation of Demand Related Cost | [11 empty] | Allocation of Demand Related Cost | [11 empty] | Allocation of Demand Related Cost
FY 2020-21 | [11 empty] | FY 2021-22 | [11 empty] | FY 2022-23
Voltage of supply | Consumer category | Connected Load | Demand Factor | Effective Connected Load | % Share in Total Connected Load of Utility | Demand Distribution Cost | Distribution | Retail supply | Total (Rs. Crore) |  |  | Voltage of supply | Consumer category | Connected Load | Demand Factor | Effective Connected Load | % Share in Total Connected Load of Utility | Demand Distribution Cost | Distribution | Retail supply | Total (Rs. Crore) |  |  | Voltage of supply | Consumer category | Connected Load | Demand Factor | Effective Connected Load | % Share in Total Connected Load of Utility | Demand Distribution Cost | Distribution | Retail Supply | Total (Rs. Crore)
220/132 kV | Industrial | 337271.4167 | 75% | 252953.5625 | 1.982% | 1.9976 | 1.6476 | 3.7795 | 5.427 |  |  | 220/132 kV | Industrial | 337271.4167 | 75% | 252953.5625 | 1.926% | 2.0991 | 1.7313 | 4.4243 | 6.1556 |  |  | 220/132 kV | Industrial | 337271.4167 | 75% | 252953.5625 | 1.872% | 2.1325 | 1.7588 | 4.4139 | 6.1727
| Traction | 10530.6667 | 100% | 10530.6667 | 0.08251% | 1.9976 | 0.06859 | 0.15734 | 0.22593 |  |  |  | Traction | 10530.6667 | 100% | 10530.6667 | 0.08017% | 2.0991 | 0.072076 | 0.18419 | 0.25626 |  |  |  | Traction | 10530.6667 | 100% | 10530.6667 | 0.07792% | 2.1325 | 0.073221 | 0.18375 | 0.25697
| Bulk | 57608 | 75% | 43206 | 0.3385% | 1.9976 | 0.28142 | 0.64555 | 0.92697 |  |  |  | Bulk | 57608 | 75% | 43206 | 0.3289% | 2.0991 | 0.29572 | 0.75569 | 1.0514 |  |  |  | Bulk | 57608 | 75% | 43206 | 0.3197% | 2.1325 | 0.30042 | 0.75392 | 1.0543
66/33 kV | Industrial | 2315756.5641 | 75% | 1736817.4231 | 13.61% | 447.732 | 429.7936 | 25.9503 | 455.7439 |  |  | 66/33 kV | Industrial | 2404252.1179 | 75% | 1803189.0884 | 13.73% | 553.0398 | 531.6663 | 31.5387 | 563.205 |  |  | 66/33 kV | Industrial | 2494150.7587 | 75% | 1870613.069 | 13.84% | 574.5973 | 553.1612 | 32.6411 | 585.8022
| NRS | 10450.3915 | 30% | 3135.1174 | 0.02456% | 447.732 | 0.77582 | 0.046843 | 0.82266 |  |  |  | NRS | 10450.3915 | 30% | 3135.1174 | 0.02387% | 553.0398 | 0.92438 | 0.054835 | 0.97922 |  |  |  | NRS | 10450.3915 | 30% | 3135.1174 | 0.0232% | 574.5973 | 0.92709 | 0.054706 | 0.9818
| Bulk | 111974.3415 | 60% | 67184.6049 | 0.5264% | 447.732 | 16.6255 | 1.0038 | 17.6294 |  |  |  | Bulk | 111974.3415 | 60% | 67184.6049 | 0.5115% | 553.0398 | 19.8092 | 1.1751 | 20.9843 |  |  |  | Bulk | 111974.3415 | 60% | 67184.6049 | 0.4971% | 574.5973 | 19.8672 | 1.1723 | 21.0396
| Domestic | 7234 | 30% | 2170.2 | 0.017% | 447.732 | 0.53704 | 0.032426 | 0.56946 |  |  |  | Domestic | 7234 | 30% | 2170.2 | 0.01652% | 553.0398 | 0.63988 | 0.037958 | 0.67784 |  |  |  | Domestic | 7234 | 30% | 2170.2 | 0.01606% | 574.5973 | 0.64175 | 0.037869 | 0.67962
11 kV | Industrial | 4780722.7912 | 60% | 2868433.6747 | 22.47% | 1307.2286 | 1136.9419 | 42.8581 | 1179.8 |  |  | 11 kV | Industrial | 4960100.0761 | 60% | 2976060.0457 | 22.66% | 1609.9352 | 1406.2186 | 52.0527 | 1458.2713 |  |  | 11 kV | Industrial | 5142299.3393 | 60% | 3085379.6036 | 22.83% | 1667.9971 | 1462.8533 | 53.838 | 1516.6913
| Domestic | 922418.9791 | 30% | 276725.6937 | 2.168% | 1307.2286 | 109.6839 | 4.1346 | 113.8186 |  |  |  | Domestic | 922418.9791 | 30% | 276725.6937 | 2.107% | 1609.9352 | 130.7557 | 4.8401 | 135.5958 |  |  |  | Domestic | 922418.9791 | 30% | 276725.6937 | 2.048% | 1667.9971 | 131.2024 | 4.8287 | 136.0311
| NRS | 170588.5979 | 30% | 51176.5794 | 0.401% | 1307.2286 | 20.2845 | 0.76464 | 21.0492 |  |  |  | NRS | 175636.151 | 30% | 52690.8453 | 0.4011% | 1609.9352 | 24.897 | 0.92159 | 25.8185 |  |  |  | NRS | 180777.1772 | 30% | 54233.1532 | 0.4013% | 1667.9971 | 25.7133 | 0.94634 | 26.6596
| Bulk | 169534.1475 | 60% | 101720.4885 | 0.797% | 1307.2286 | 40.3183 | 1.5198 | 41.8381 |  |  |  | Bulk | 169534.1475 | 60% | 101720.4885 | 0.7744% | 1609.9352 | 48.064 | 1.7791 | 49.8431 |  |  |  | Bulk | 169534.1475 | 60% | 101720.4885 | 0.7527% | 1667.9971 | 48.2282 | 1.775 | 50.0031
LT | Industry SP | 1110528.3689 | 40% | 444211.3476 | 3.48% | 3609.9553 | 218.191 | 6.6371 | 224.8281 |  |  | LT | Industry SP | 1119264.7021 | 40% | 447705.8809 | 3.408% | 4408.5958 | 261.5811 | 7.8306 | 269.4117 |  |  | LT | Industry SP | 1128068.7457 | 40% | 451227.4983 | 3.339% | 4539.9127 | 264.4275 | 7.8736 | 272.3011
| Industry MS | 1787197.6811 | 40% | 714879.0724 | 5.601% | 3609.9553 | 351.1396 | 10.6812 | 361.8208 |  |  |  | Industry MS | 1798564.497 | 40% | 719425.7988 | 5.477% | 4408.5958 | 420.3389 | 12.5831 | 432.922 |  |  |  | Industry MS | 1809978.4637 | 40% | 723991.3855 | 5.357% | 4539.9127 | 424.272 | 12.6332 | 436.9052
| Domestic | 13230121.0391 | 30% | 3969036.3117 | 31.1% | 3609.9553 | 1949.5407 | 59.3025 | 2008.8432 |  |  |  | Domestic | 13657390.4104 | 30% | 4097217.1231 | 31.19% | 4408.5958 | 2393.8808 | 71.6623 | 2465.5431 |  |  |  | Domestic | 14097344.6939 | 30% | 4229203.4082 | 31.29% | 4539.9127 | 2478.3897 | 73.797 | 2552.1867
| Agriculture | 1216472.4424 | 33.33% | 405450.265 | 3.177% | 3609.9553 | 199.1521 | 6.0579 | 205.21 |  |  |  | Agriculture | 1238384.6039 | 33.33% | 412753.5885 | 3.142% | 4408.5958 | 241.1595 | 7.2193 | 248.3788 |  |  |  | Agriculture | 1260691.1758 | 33.33% | 420188.3689 | 3.109% | 4539.9127 | 246.238 | 7.332 | 253.57
| NRS | 4444517.0044 | 40% | 1777806.8017 | 13.93% | 3609.9553 | 873.2363 | 26.5627 | 899.799 |  |  |  | NRS | 4575783.5685 | 40% | 1830313.4274 | 13.93% | 4408.5958 | 1069.3971 | 32.0131 | 1101.4102 |  |  |  | NRS | 4710949.054 | 40% | 1884379.6216 | 13.94% | 4539.9127 | 1104.2805 | 32.8813 | 1137.1618
| Public Lighting | 51734.2507 | 60% | 31040.5504 | 0.2432% | 3609.9553 | 15.2467 | 0.46379 | 15.7105 |  |  |  | Public Lighting | 51734.2507 | 60% | 31040.5504 | 0.2363% | 4408.5958 | 18.1361 | 0.54291 | 18.679 |  |  |  | Public Lighting | 51734.2507 | 60% | 31040.5504 | 0.2297% | 4539.9127 | 18.1903 | 0.54164 | 18.732
| Bulk | 17553.7239 | 40% | 7021.4896 | 0.05501% | 3609.9553 | 3.4489 | 0.10491 | 3.5538 |  |  |  | Bulk | 17553.7239 | 40% | 7021.4896 | 0.05346% | 4408.5958 | 4.1024 | 0.12281 | 4.2253 |  |  |  | Bulk | 17553.7239 | 40% | 7021.4896 | 0.05195% | 4539.9127 | 4.1147 | 0.12252 | 4.2372
| Total | 30752214.4066 |  | 12763499.8494 | 100% |  | 5366.9135 | 190.7031 | 5557.6166 |  |  |  | Total | 31625686.0445 |  | 13135044.1718 |  | 39518.3684 | 6573.67 | 229.7384 | 6803.4084 |  |  |  | Total | 32520569.3257 |  | 13514904.4819 |  | 40756.1637 | 6784.6395 | 235.8268 | 7020.4664
Voltage wise costs have been further divided amongst categories to arrive at voltage wise - category wise costs of distribution function
Allocation of Energy and Customer Related Cost (Rs. Crore) | [11 empty] | Allocation of Energy and Customer Related Cost (Rs. Crore) | [11 empty] | Allocation of Energy and Customer Related Cost (Rs. Crore)
Voltage of supply | Consumer category | Sales (MU) | % losses | Division of losses | Total Power Purchased | % share in Net power purchase | Energy Related Cost | Customer Related Cost | Total (Rs. Crore) |  |  | Voltage of supply | Consumer category | Sales (MU) | % losses | Division of losses | Total Power Purchased | % share in Net power purchase | Energy Related Cost | Customer Related Cost | Total (Rs. Crore) |  |  | Voltage of supply | Consumer category | Sales (MU) | % losses | Division of losses | Total Power Purchased | % share in Net power purchase | Energy Related Cost | Customer Related Cost | Total (Rs. Crore)
220/132 kV | Industrial | 472.853 | 2.5% | 15.5262 | 488.3792 | 0.8192% | 231.7696 | 8.8604 | 240.63 | 12.1244 | 3.4018 | 220/132 kV | Industrial | 507.8487 | 2.5% | 16.7554 | 524.6042 | 0.841% | 262.3003 | 10.8301 | 273.1304 | 13.0218 | 3.7337 | 220/132 kV | Industrial | 545.4537 | 2.5% | 18.0831 | 563.5367 | 0.863% | 283.8267 | 11.4808 | 295.3075 | 13.986 | 4.0971
| Traction | 55.2519 | 2.5% | 1.8142 | 57.0662 | 0.09572% | 27.0818 | 1.0353 | 28.1171 | 1.4167 | 0.39749 |  | Traction | 55.2519 | 2.5% | 1.8229 | 57.0749 | 0.0915% | 28.5372 | 1.1783 | 29.7155 | 1.4167 | 0.40621 |  | Traction | 55.2519 | 2.5% | 1.8317 | 57.0837 | 0.08741% | 28.7503 | 1.163 | 29.9133 | 1.4167 | 0.41502
| Bulk | 102.7665 | 2.5% | 3.3744 | 106.1409 | 0.178% | 50.3712 | 1.9256 | 52.2968 | 2.635 | 0.73933 |  | Bulk | 102.7665 | 2.5% | 3.3906 | 106.1571 | 0.1702% | 53.0782 | 2.1915 | 55.2697 | 2.635 | 0.75553 |  | Bulk | 102.7665 | 2.5% | 3.407 | 106.1735 | 0.1626% | 53.4745 | 2.163 | 55.6376 | 2.635 | 0.77191
66/33 kV | Industrial | 6148.0821 | 4.21% | 346.0242 | 6494.1063 | 10.89% | 3081.9009 | 194.8469 | 3276.7478 | 270.2101 | 75.8141 | 66/33 kV | Industrial | 6603.1001 | 4.195% | 372.0296 | 6975.1297 | 11.18% | 3487.5409 | 227.8972 | 3715.4381 | 289.129 | 82.9006 | 66/33 kV | Industrial | 7092.043 | 4.18% | 400.0097 | 7492.0527 | 11.47% | 3773.3913 | 241.0618 | 4014.4531 | 309.3795 | 90.6302
| NRS | 3.9082 | 4.21% | 0.21996 | 4.1282 | 0.006924% | 1.9591 | 0.12386 | 2.083 | 0.17177 | 0.048194 |  | NRS | 4.0232 | 4.195% | 0.22668 | 4.2499 | 0.006813% | 2.1249 | 0.13886 | 2.2638 | 0.17617 | 0.050511 |  | NRS | 4.1417 | 4.18% | 0.2336 | 4.3753 | 0.0067% | 2.2036 | 0.14078 | 2.3444 | 0.18067 | 0.052927
| Bulk | 205.3723 | 4.21% | 11.5587 | 216.931 | 0.3639% | 102.9487 | 6.5087 | 109.4574 | 9.0262 | 2.5325 |  | Bulk | 205.3723 | 4.195% | 11.571 | 216.9433 | 0.3478% | 108.4709 | 7.0882 | 115.5591 | 8.9926 | 2.5784 |  | Bulk | 205.3723 | 4.18% | 11.5835 | 216.9558 | 0.3322% | 109.2704 | 6.9807 | 116.2511 | 8.9591 | 2.6245
| Domestic | 4.495 | 4.21% | 0.25299 | 4.748 | 0.007964% | 2.2532 | 0.14246 | 2.3957 | 0.19756 | 0.055429 |  | Domestic | 4.7641 | 4.195% | 0.26842 | 5.0325 | 0.008068% | 2.5163 | 0.16443 | 2.6807 | 0.20861 | 0.059813 |  | Domestic | 5.0495 | 4.18% | 0.2848 | 5.3343 | 0.008168% | 2.6866 | 0.17163 | 2.8583 | 0.22028 | 0.064528
11 kV | Industrial | 10011.6413 | 7.06% | 973.8952 | 10985.5366 | 18.43% | 5213.394 | 407.8811 | 5621.2751 | 760.5142 | 213.3811 | 11 kV | Industrial | 10689.2227 | 7.02% | 1038.4355 | 11727.6582 | 18.8% | 5863.7888 | 468.3914 | 6332.1802 | 807.0375 | 231.398 | 11 kV | Industrial | 11416.9543 | 6.98% | 1107.6649 | 12524.6192 | 19.18% | 6308.0562 | 492.9484 | 6801.0045 | 856.7012 | 250.9637
| Domestic | 1148.2953 | 7.06% | 111.7019 | 1259.9972 | 2.113% | 597.9555 | 46.7823 | 644.7378 | 87.2279 | 24.474 |  | Domestic | 1217.0449 | 7.02% | 118.2333 | 1335.2782 | 2.141% | 667.6345 | 53.3297 | 720.9643 | 91.887 | 26.3463 |  | Domestic | 1289.9453 | 6.98% | 125.1496 | 1415.0949 | 2.167% | 712.7161 | 55.6958 | 768.4119 | 96.7944 | 28.3552
| NRS | 87.505 | 7.06% | 8.5122 | 96.0172 | 0.1611% | 45.5668 | 3.565 | 49.1318 | 6.6471 | 1.865 |  | NRS | 90.0805 | 7.02% | 8.7511 | 98.8316 | 0.1584% | 49.4155 | 3.9472 | 53.3627 | 6.8011 | 1.95 |  | NRS | 92.7317 | 6.98% | 8.9968 | 101.7285 | 0.1558% | 51.2358 | 4.0039 | 55.2397 | 6.9584 | 2.0384
| Bulk | 247.8313 | 7.06% | 24.1081 | 271.9394 | 0.4561% | 129.054 | 10.0968 | 139.1508 | 18.826 | 5.2821 |  | Bulk | 247.8313 | 7.02% | 24.0763 | 271.9076 | 0.4359% | 135.9529 | 10.8597 | 146.8126 | 18.7113 | 5.365 |  | Bulk | 247.8313 | 6.98% | 24.0444 | 271.8757 | 0.4163% | 136.9309 | 10.7006 | 147.6315 | 18.5967 | 5.4477
LT | Industry SP | 1002.7095 | 13.9% | 207.2964 | 1210.0059 | 2.03% | 574.2312 | 49.5624 | 623.7935 | 161.8776 | 45.4188 | LT | Industry SP | 1010.6246 | 13.8% | 208.1841 | 1218.8086 | 1.954% | 609.4001 | 55.1171 | 664.5172 | 161.7937 | 46.3903 | LT | Industry SP | 1018.6013 | 13.7% | 209.0706 | 1227.672 | 1.88% | 618.3201 | 55.1995 | 673.5196 | 161.7015 | 47.3692
| Industry MS | 1328.0043 | 13.9% | 274.5466 | 1602.5509 | 2.688% | 760.5208 | 65.6412 | 826.162 | 214.3933 | 60.1533 |  | Industry MS | 1335.1121 | 13.8% | 275.027 | 1610.1392 | 2.581% | 805.0641 | 72.8139 | 877.8779 | 213.7419 | 61.2852 |  | Industry MS | 1342.258 | 13.7% | 275.502 | 1617.7601 | 2.477% | 814.789 | 72.7389 | 887.5279 | 213.0815 | 62.4205
| Domestic | 14280.486 | 13.9% | 2952.2937 | 17232.7798 | 28.9% | 8178.1413 | 705.8623 | 8884.0036 | 2305.4443 | 646.8494 |  | Domestic | 15135.4727 | 13.8% | 3117.8387 | 18253.3114 | 29.26% | 9126.5929 | 825.4529 | 9952.0458 | 2423.0803 | 694.7584 |  | Domestic | 16042.0801 | 13.7% | 3292.6797 | 19334.7598 | 29.61% | 9738.0007 | 869.3437 | 10607.3444 | 2546.657 | 746.0227
| Agriculture | 12556.2879 | 13.9% | 2595.8395 | 15152.1274 | 25.41% | 7190.7284 | 620.6379 | 7811.3663 | 2027.0895 | 568.7501 |  | Agriculture | 12782.4635 | 13.8% | 2633.1295 | 15415.5929 | 24.71% | 7707.7435 | 697.1253 | 8404.8688 | 2046.3805 | 586.749 |  | Agriculture | 13012.7027 | 13.7% | 2670.8919 | 15683.5946 | 24.02% | 7899.0821 | 705.1773 | 8604.2594 | 2065.7477 | 605.1442
| NRS | 3463.2274 | 13.9% | 715.9745 | 4179.2019 | 7.01% | 1983.3193 | 171.182 | 2154.5012 | 559.1041 | 156.8705 |  | NRS | 3565.1565 | 13.8% | 734.406 | 4299.5625 | 6.893% | 2149.7665 | 194.4352 | 2344.2017 | 570.7559 | 163.6501 |  | NRS | 3670.0855 | 13.7% | 753.2948 | 4423.3803 | 6.774% | 2227.8467 | 198.8873 | 2426.734 | 582.6208 | 170.6741
| Public Lighting | 133.5799 | 13.9% | 27.6158 | 161.1957 | 0.2704% | 76.4985 | 6.6026 | 83.1011 | 21.5652 | 6.0506 |  | Public Lighting | 133.5799 | 13.8% | 27.5169 | 161.0968 | 0.2583% | 80.5478 | 7.2851 | 87.833 | 21.3852 | 6.1317 |  | Public Lighting | 133.5799 | 13.7% | 27.4176 | 160.9975 | 0.2465% | 81.0868 | 7.2389 | 88.3257 | 21.2056 | 6.212
| Bulk | 80.0442 | 13.9% | 16.548 | 96.5923 | 0.162% | 45.8397 | 3.9565 | 49.7962 | 12.9224 | 3.6257 |  | Bulk | 80.0442 | 13.8% | 16.4887 | 96.533 | 0.1548% | 48.2662 | 4.3654 | 52.6316 | 12.8145 | 3.6742 |  | Bulk | 80.0442 | 13.7% | 16.4293 | 96.4735 | 0.1477% | 48.5891 | 4.3377 | 52.9269 | 12.7069 | 3.7224
| Total | 51332.3414 | 13.9% | 8287.1027 | 59619.4441 | 100% | 28293.5339 | 2305.2134 | 30598.7473 | 6471.3933 | 1815.7094 |  | Total | 53769.7598 | 13.8% | 8608.1518 | 62377.9116 | 100% | 31188.7413 | 2642.6116 | 33831.353 | 6689.9687 | 1918.1831 |  | Total | 56356.8929 | 13.7% | 8946.5751 | 65303.468 | 100% | 32890.2569 | 2739.4336 | 35629.6906 | 6919.5488 | 2027.0263
|  |  |  | 8287.1027 |  | 59619.4441 |  | 30598.7473 | [7 empty] | 8608.1518 | 62377.9116 |  |  | 33831.353 | 33831.353 | [6 empty] | 8946.5751 | 65303.468 |  | 32890.2569 | 2739.4336 | 35629.6906
Allocation of demand related costs of distribution function on the basis of Connected Load. Allocation of energy costs on the basis of sales and losses. Energy Costs include total cost of generation, transmission and customer related costs of distribution function. Losses have been considered uniform throughout for LT level. The balance losses have been distributed amongst all the categories based on their sales.
Voltage of Supply | Consumer Category | Cost of Supply (Rs Crore) |  | Cost of Supply (Rs / kWh) |  |  | Tariff FY 2019-20 (Rs/ kWh) | Tariff - CoS |  |  |  | Voltage of Supply | Consumer Category | Cost of Supply (Rs Crore) |  | Cost of Supply (Rs / kWh) |  |  | Tariff FY 2019-20 (Rs/ kWh) | Tariff - CoS |  |  |  | Voltage of Supply | Consumer Category | Cost of Supply (Rs Crore) |  | Cost of Supply (Rs / kWh) |  |  | Tariff FY 2019-20 (Rs/ kWh) | Tariff - CoS
|  | Demand | Energy & Customer | Demand | Energy & Customer | Total |  | Rs / kWh | As a % |  |  |  |  | Demand | Energy & Customer | Demand | Energy & Customer | Total |  | Rs / kWh | As a % |  |  |  |  | Demand | Energy & Customer | Demand | Energy & Customer | Total |  | Rs / kWh | As a %
A | B | C | D | E | F | G = E+F | H | I = H-G | J = I/G |  |  | A | B | C | D | E | F | G = E+F | H | I = H-G | J = I/G |  |  | A | B | C | D | E | F | G = E+F | H | I = H-G | J = I/G
220/132 kV | Industrial | 5.427 | 240.63 | 0.11477 | 5.0889 | 5.2037 | 5.34 | -0.13633 | -0.026199 | 73.88% |  | 220/132 kV | Industrial | 6.1556 | 273.1304 | 0.13018 | 5.3782 | 5.5084 | 5.34 | 0.16836 | 0.030565 | 78.2% |  | 220/132 kV | Industrial | 6.1727 | 295.3075 | 0.13054 | 5.414 | 5.5445 | 5.34 | 0.20452 | 0.036887
| Traction | 0.22593 | 28.1171 | 0.040891 | 5.0889 | 5.1298 | 5.32 | -0.19021 | -0.03708 | 72.83% |  |  | Traction | 0.25626 | 29.7155 | 0.046381 | 5.3782 | 5.4246 | 5.32 | 0.10456 | 0.019276 | 77.01% |  |  | Traction | 0.25697 | 29.9133 | 0.04651 | 5.414 | 5.4605 | 5.32 | 0.14049 | 0.025728
| Bulk | 0.92697 | 52.2968 | 0.090202 | 5.0889 | 5.1791 | 5.29 | -0.1109 | -0.021414 | 73.53% |  |  | Bulk | 1.0514 | 55.2697 | 0.10231 | 5.3782 | 5.4805 | 5.29 | 0.19049 | 0.034759 | 77.81% |  |  | Bulk | 1.0543 | 55.6376 | 0.1026 | 5.414 | 5.5166 | 5.29 | 0.22657 | 0.041072
66/33 kV | Industrial | 455.7439 | 3276.7478 | 0.74128 | 5.3297 | 6.071 | 6.22 | -0.14901 | -0.024545 | 86.19% |  | 66/33 kV | Industrial | 563.205 | 3715.4381 | 0.91607 | 5.6268 | 6.5429 | 6.22 | 0.32287 | 0.049348 | 92.89% |  | 66/33 kV | Industrial | 585.8022 | 4014.4531 | 0.95282 | 5.6605 | 6.6133 | 6.22 | 0.39332 | 0.059475
| NRS | 0.82266 | 2.083 | 2.105 | 5.3297 | 7.4347 | 6.01 | 1.4247 | 0.19162 | 105.6% |  |  | NRS | 0.97922 | 2.2638 | 2.5055 | 5.6268 | 8.1323 | 6.01 | 2.1223 | 0.26098 | 115.5% |  |  | NRS | 0.9818 | 2.3444 | 2.5121 | 5.6605 | 8.1726 | 6.01 | 2.1626 | 0.26462
| Bulk | 17.6294 | 109.4574 | 0.85841 | 5.3297 | 6.1881 | 5.87 | 0.31812 | 0.051408 | 87.85% |  |  | Bulk | 20.9843 | 115.5591 | 1.0218 | 5.6268 | 6.6486 | 5.87 | 0.77858 | 0.1171 | 94.39% |  |  | Bulk | 21.0396 | 116.2511 | 1.0245 | 5.6605 | 6.685 | 5.87 | 0.81496 | 0.12191
| Domestic | 0.56946 | 2.3957 | 1.2669 | 5.3297 | 6.5966 | 5.42 | 1.1766 | 0.17836 | 93.65% |  |  | Domestic | 0.67784 | 2.6807 | 1.508 | 5.6268 | 7.1348 | 5.42 | 1.7148 | 0.24034 | 101.3% |  |  | Domestic | 0.67962 | 2.8583 | 1.5119 | 5.6605 | 7.1725 | 5.42 | 1.7525 | 0.24433
11 kV | Industrial | 1179.8 | 5621.2751 | 1.1784 | 5.6147 | 6.7932 | 6.86 | -0.066833 | -0.0098383 | 96.44% |  | 11 kV | Industrial | 1458.2713 | 6332.1802 | 1.4566 | 5.9239 | 7.3805 | 6.86 | 0.52047 | 0.07052 | 104.8% |  | 11 kV | Industrial | 1516.6913 | 6801.0045 | 1.5149 | 5.9569 | 7.4719 | 6.86 | 0.61186 | 0.081889
| Domestic | 113.8186 | 644.7378 | 0.9912 | 5.6147 | 6.6059 | 6.33 | 0.27593 | 0.041771 | 93.79% |  |  | Domestic | 135.5958 | 720.9643 | 1.1808 | 5.9239 | 7.1047 | 6.33 | 0.77474 | 0.10905 | 100.9% |  |  | Domestic | 136.0311 | 768.4119 | 1.1846 | 5.9569 | 7.1416 | 6.33 | 0.81157 | 0.11364
| NRS | 21.0492 | 49.1318 | 2.4055 | 5.6147 | 8.0202 | 6.79 | 1.2302 | 0.15339 | 113.9% |  |  | NRS | 25.8185 | 53.3627 | 2.9505 | 5.9239 | 8.8744 | 6.79 | 2.0844 | 0.23488 | 126% |  |  | NRS | 26.6596 | 55.2397 | 3.0466 | 5.9569 | 9.0036 | 6.79 | 2.2136 | 0.24585
| Bulk | 41.8381 | 139.1508 | 1.6882 | 5.6147 | 7.3029 | 6.22 | 1.0829 | 0.14828 | 103.7% |  |  | Bulk | 49.8431 | 146.8126 | 2.0112 | 5.9239 | 7.9351 | 6.22 | 1.7151 | 0.21614 | 112.7% |  |  | Bulk | 50.0031 | 147.6315 | 2.0176 | 5.9569 | 7.9746 | 6.22 | 1.7546 | 0.22002
LT | Industry SP | 224.8281 | 623.7935 | 2.2422 | 6.2211 | 8.4633 | 7.6 | 0.86329 | 0.102 | 120.2% |  | LT | Industry SP | 269.4117 | 664.5172 | 2.6868 | 6.5753 | 9.2621 | 7.6 | 1.6621 | 0.17946 | 131.5% |  | LT | Industry SP | 272.3011 | 673.5196 | 2.7157 | 6.6122 | 9.3279 | 7.6 | 1.7279 | 0.18524
| Industry MS | 361.8208 | 826.162 | 2.7245 | 6.2211 | 8.9456 | 7.14 | 1.8056 | 0.20184 | 127% |  |  | Industry MS | 432.922 | 877.8779 | 3.2599 | 6.5753 | 9.8353 | 7.14 | 2.6953 | 0.27404 | 139.6% |  |  | Industry MS | 436.9052 | 887.5279 | 3.2899 | 6.6122 | 9.9021 | 7.14 | 2.7621 | 0.27894
| Domestic | 2008.8432 | 8884.0036 | 1.4067 | 6.2211 | 7.6278 | 7.06 | 0.56778 | 0.074436 | 108.3% |  |  | Domestic | 2465.5431 | 9952.0458 | 1.7265 | 6.5753 | 8.3018 | 7.06 | 1.2418 | 0.14958 | 117.9% |  |  | Domestic | 2552.1867 | 10607.3444 | 1.7872 | 6.6122 | 8.3994 | 7.06 | 1.3394 | 0.15946
| Agriculture | 205.21 | 7811.3663 | 0.16343 | 6.2211 | 6.3845 | 7.18 | -0.79549 | -0.1246 | 90.64% |  |  | Agriculture | 248.3788 | 8404.8688 | 0.19781 | 6.5753 | 6.7731 | 7.18 | -0.40688 | -0.060072 | 96.16% |  |  | Agriculture | 253.57 | 8604.2594 | 0.20195 | 6.6122 | 6.8141 | 7.18 | -0.36585 | -0.05369
| NRS | 899.799 | 2154.5012 | 2.5982 | 6.2211 | 8.8192 | 7.31 | 1.5092 | 0.17113 | 125.2% |  |  | NRS | 1101.4102 | 2344.2017 | 3.1803 | 6.5753 | 9.7556 | 7.31 | 2.4456 | 0.25069 | 138.5% |  |  | NRS | 1137.1618 | 2426.734 | 3.2835 | 6.6122 | 9.8957 | 7.31 | 2.5857 | 0.2613
| Public Lighting | 15.7105 | 83.1011 | 1.1761 | 6.2211 | 7.3972 | 6.7 | 0.69719 | 0.094251 | 105% |  |  | Public Lighting | 18.679 | 87.833 | 1.3983 | 6.5753 | 7.9736 | 6.7 | 1.2736 | 0.15973 | 113.2% |  |  | Public Lighting | 18.732 | 88.3257 | 1.4023 | 6.6122 | 8.0145 | 6.7 | 1.3145 | 0.16402
| Bulk | 3.5538 | 49.7962 | 0.44398 | 6.2211 | 6.6651 | 6.18 | 0.48506 | 0.072776 | 94.63% |  |  | Bulk | 4.2253 | 52.6316 | 0.52786 | 6.5753 | 7.1032 | 6.18 | 0.92318 | 0.12997 | 100.8% |  |  | Bulk | 4.2372 | 52.9269 | 0.52936 | 6.6122 | 7.1416 | 6.18 | 0.96156 | 0.13464
| Total | 5557.6166 | 30598.7473 | 1.0827 | 5.9609 | 7.0436 |  |  | 0 | 100% |  |  | Total | 6803.4084 | 33831.353 | 1.3254 | 6.2919 | 7.6173 |  |  | 0 | 108.1% |  |  | Total | 7020.4664 | 35629.6906 | 1.3676 | 6.3222 | 7.6898 |  |  | 0
|  | 5557.6166 | 30598.7473 | [10 empty] | 6803.4084 | 33831.353 | 40634.7613 | [9 empty] | 7020.4664 | 35629.6906 | 42650.1569

## 11¦ Voltage wise sales load
Annexure Y-11
|  |  |  | FY 2020-21 |  |  |  | FY 2021-22 |  |  |  |  | FY 2022-23 | [7 empty] | Voltage wise Loss Computation
| Voltage of Supply | Consumer Category | Effective Connected Load (kW) | Sales (MU) | Connected Load (kW) | Nos. | % Losses | Effective Connected Load (kW) | Sales (MU) | Connected Load (kW) | Nos. | % Losses | Effective Connected Load (kW) | Sales (MU) | Connected Load (kW) | Nos. | % Losses
| 220 kV | Industry | 43875 | 113.2861 | 58500 | 2 | 2.5% | 43875 | 121.6703 | 58500 | 2 | 2.5% | 43875 | 130.6797 | 58500 | 2 | 2.5% |  |  |  | Actual T&D Loss |  |  | 16.89%
|  | Traction | 10530.6667 | 55.2519 | 10530.6667 | 1 | 2.5% | 10530.6667 | 55.2519 | 10530.6667 | 1 | 2.5% | 10530.6667 | 55.2519 | 10530.6667 | 1 | 2.5% |  |  |  | Transmission Loss |  |  | 2.5%
| 132 kV | Industrial | 209078.5625 | 359.5669 | 278771.4167 | 9 | 2.5% | 209078.5625 | 386.1784 | 278771.4167 | 9 | 2.5% | 209078.5625 | 414.7739 | 278771.4167 | 9 | 2.5% |  |  |  | Estimated Distribution loss |  |  | 13.5%
|  | Bulk | 34564.8 | 102.7665 | 57608 | 4 | 2.5% | 34564.8 | 102.7665 | 57608 | 4 | 2.5% | 34564.8 | 102.7665 | 57608 | 4 | 2.5% |  |  |  | Voltage-wise approved % of loss
|  | Traction | 0 | 0 | 0 | 0 | 2.5% | 0 | 0 | 0 | 0 | 2.5% | 0 | 0 | 0 | 0 | 2.5% |  |  | 0% | 220/132 kV
| 66 kV | Industrial | 1677046.5988 | 6022.2364 | 2236062.1318 | 208 | 4.21% | 1743418.2642 | 6467.9405 | 2324557.6856 | 216 | 4.195% | 1810842.2448 | 6946.8752 | 2414456.3264 | 224 | 4.18% |  |  | 15% | 66/33 kV | 15
|  | Bulk | 83980.7561 | 205.3723 | 111974.3415 | 14 | 4.21% | 83980.7561 | 205.3723 | 111974.3415 | 14 | 4.195% | 83980.7561 | 205.3723 | 111974.3415 | 14 | 4.18% |  |  | 40% | 11 kV | 40
|  | Common Pool | 0 | 0 | 0 | 0 | 4.21% | 0 | 0 | 0 | 0 | 4.195% | 0 | 0 | 0 | 0 | 4.18% |  |  | 100% | LT | 100
|  | Commercial | 4180.1566 | 3.9082 | 10450.3915 | 5 | 4.21% | 4180.1566 | 4.0232 | 10450.3915 | 5 | 4.195% | 4180.1566 | 4.1417 | 10450.3915 | 5 | 4.18%
| 33 kV | Industrial | 47816.6594 | 125.8458 | 79694.4323 | 4 | 4.21% | 47816.6594 | 135.1596 | 79694.4323 | 4 | 4.195% | 47816.6594 | 145.1678 | 79694.4323 | 4 | 4.18%
|  | Domestic | 2170.2 | 4.495 | 7234 | 1 | 4.21% | 2170.2 | 4.7641 | 7234 | 1 | 4.195% | 2170.2 | 5.0495 | 7234 | 1 | 4.18% | 0.31 |  |  |  | FY 21 | FY 22 | FY 23
|  | Bulk | 0 | 0 | 0 | 0 | 4.21% | 0 | 0 | 0 | 0 | 4.195% | 0 | 0 | 0 | 0 | 4.18% |  |  |  | T&D Loss | 13.9% | 13.8% | 13.7%
| 11 kV | Industry | 2868433.6747 | 10011.6413 | 4780722.7912 | 13526 | 7.06% | 2976060.0457 | 10689.2227 | 4960100.0761 | 13910 | 7.02% | 3085379.6036 | 11416.9543 | 5142299.3393 | 14306 | 6.98% |  |  |  | Tx Loss | 2.5% | 2.5% | 2.5%
|  | Domestic | 276725.6937 | 1148.2953 | 922418.9791 | 301 | 7.06% | 276725.6937 | 1217.0449 | 922418.9791 | 310 | 7.02% | 276725.6937 | 1289.9453 | 922418.9791 | 320 | 6.98% | 3 |  |  | Dst. Loss | 11.4% | 11.3% | 11.2%
|  | Commercial | 68235.4392 | 87.505 | 170588.5979 | 1825 | 7.06% | 70254.4604 | 90.0805 | 175636.151 | 1879 | 7.02% | 72310.8709 | 92.7317 | 180777.1772 | 1934 | 6.98% |  |  |  | 66/33 kV | 1.71% | 1.695% | 1.68%
|  | Bulk | 101720.4885 | 247.8313 | 169534.1475 | 204 | 7.06% | 101720.4885 | 247.8313 | 169534.1475 | 204 | 7.02% | 101720.4885 | 247.8313 | 169534.1475 | 204 | 6.98% |  |  |  | 11 kV | 4.56% | 4.52% | 4.48%
| LT | Industry SP | 666317.0213 | 1002.7095 | 1110528.3689 | 98333 | 13.9% | 671558.8213 | 1010.6246 | 1119264.7021 | 99107 | 13.8% | 676841.2474 | 1018.6013 | 1128068.7457 | 99887 | 13.7% |  |  |  | LT | 11.4% | 11.3% | 11.2%
|  | Industry MS | 1072318.6086 | 1328.0043 | 1787197.6811 | 31156 | 13.9% | 1079138.6982 | 1335.1121 | 1798564.497 | 31324 | 13.8% | 1085987.0782 | 1342.258 | 1809978.4637 | 31493 | 13.7%
54.82% |  | Domestic (0-100) | 2175730.4492 | 7828.2197 | 7252434.8307 | 3822455.9159 | 13.9% | 2245996.0937 | 8296.9029 | 7486653.6456 | 3937829.4223 | 13.8% | 2318347.8075 | 8793.8833 | 7727826.0249 | 4056687.6835 | 13.7% | 6277.24 | 40.68% |  | 220/132 kV | 2.5% | 2.5% | 2.5%
30.6% |  | Domestic (101-300) | 1214346.5048 | 4369.1861 | 4047821.6825 | 2133437.983 | 13.9% | 1253564.0649 | 4630.7735 | 4178546.883 | 2197831.7199 | 13.8% | 1293945.9287 | 4908.1546 | 4313153.0958 | 2264170.4128 | 13.7% | 4512.89 | 29.25% |  | 66/33 kV | 4.21% | 4.195% | 4.18%
14.59% |  | Domestic (above 300) | 578959.3578 | 2083.0802 | 1929864.5258 | 1017151.1011 | 13.9% | 597656.9645 | 2207.7963 | 1992189.8818 | 1047851.8578 | 13.8% | 616909.6719 | 2340.0422 | 2056365.5732 | 1079479.9037 | 13.7% | 4639.8363 | 30.07% |  | 11 kV | 7.06% | 7.02% | 6.98%
|  | Domestic |  | 14280.486 | 13230121.0391 | 6973045 | 13.9% |  | 15135.4727 | 13657390.4104 | 7183513 | 13.8% |  | 16042.0801 | 14097344.6939 | 7400338 | 13.7% | 15429.9663 | 100% |  | LT | 13.9% | 13.8% | 13.7%
|  | Agriculture | 405450.265 | 12556.2879 | 1216472.4424 | 1412601 | 13.9% | 412753.5885 | 12782.4635 | 1238384.6039 | 1438046 | 13.8% | 420188.3689 | 13012.7027 | 1260691.1758 | 1463949 | 13.7%
|  | Commercial | 1777806.8017 | 3463.2274 | 4444517.0044 | 1066413 | 13.9% | 1830313.4274 | 3565.1565 | 4575783.5685 | 1097800 | 13.8% | 1884379.6216 | 3670.0855 | 4710949.054 | 1130111 | 13.7%
|  | Public Lighting | 51734.2507 | 133.5799 | 51734.2507 | 4114 | 13.9% | 51734.2507 | 133.5799 | 51734.2507 | 4114 | 13.8% | 51734.2507 | 133.5799 | 51734.2507 | 4114 | 13.7%
|  | Bulk | 7021.4896 | 80.0442 | 17553.7239 | 293 | 13.9% | 7021.4896 | 80.0442 | 17553.7239 | 293 | 13.8% | 7021.4896 | 80.0442 | 17553.7239 | 293 | 13.7%
| Total |  | 13378043.445 | 51332.3414 | 30752214.4066 | 9602059 |  | 13754113.1525 | 53769.7598 | 31625686.0445 | 9870756 |  | 14138531.1673 | 56356.8929 | 32520569.3257 | 10147213
| Total |  | 13378043.445 | 51332.3414 | 30752214.4066 | 9602059 |  | 13754113.1525 | 53769.7598 | 31625686.0445 | 9870756 |  | 14138531.1673 | 56356.8929 | 32520569.3257 | 10147213
|  |  |  | TRUE | TRUE | TRUE
Effective Connected load (kW)
| Summary | FY 2020-21 | FY 2021-22 | FY 2022-23
| 220 kV | 54405.6667 | 54405.6667 | 54405.6667
| 132 kV | 243643.3625 | 243643.3625 | 243643.3625
| 66 kV | 1765207.5115 | 1831579.1769 | 1899003.1575
| 33 kV | 49986.8594 | 49986.8594 | 49986.8594
| 11 kV | 3315115.2961 | 3424760.6883 | 3536136.6567
| LT | 7949684.7488 | 8149737.3988 | 8355355.4646
| Total | 13378043.445 | 13754113.1525 | 14138531.1673
| FY 2020-21 | 220 kV | 132 kV | 66 kV | 33 kV | 11 kV | LT
| 220 kV | 0.4067%
| 132 kV | 1.821% | 1.829%
| 66 kV | 13.19% | 13.25% | 13.5%
| 33 kV | 0.3736% | 0.3752% | 0.3822% | 0.4418%
| 11 kV | 24.78% | 24.88% | 25.34% | 29.3% | 29.43%
| LT | 59.42% | 59.67% | 60.78% | 70.26% | 70.57% | 100%
| Total | 100% | 100% | 100% | 100% | 100% | 100%
| FY 2021-22 | 220 kV | 132 kV | 66 kV | 33 kV | 11 kV | LT
| 220 kV | 0.3956%
| 132 kV | 1.771% | 1.778%
| 66 kV | 13.32% | 13.37% | 13.61%
| 33 kV | 0.3634% | 0.3649% | 0.3715% | 0.43%
| 11 kV | 24.9% | 25% | 25.45% | 29.46% | 29.59%
| LT | 59.25% | 59.49% | 60.57% | 70.11% | 70.41% | 100%
| Total | 100% | 100% | 100% | 100% | 100% | 100%
| FY 2022-23 | 220 kV | 132 kV | 66 kV | 33 kV | 11 kV | LT
| 220 kV | 0.3848%
| 132 kV | 1.723% | 1.73%
| 66 kV | 13.43% | 13.48% | 13.72%
| 33 kV | 0.3536% | 0.3549% | 0.3612% | 0.4186%
| 11 kV | 25.01% | 25.11% | 25.55% | 29.61% | 29.74%
| LT | 59.1% | 59.32% | 60.37% | 69.97% | 70.26% | 100%
| Total | 100% | 100% | 100% | 100% | 100% | 100%

## Voltage-wise consolidated data
Data of area other than SAP Data.
Voltage of Supply | consumer category
220kV | INDUSTRIAL
TRACTION
132KV | INDUSTRIAL
BULK
TRACTION
66KV | INDUSTRIAL
BULK
COMMERCIAL
33KV | INDUSTRIAL
BULK
DOMESTIC
11KV | INDUSTRIAL
DOMESTIC
COMMERCIAL
BULK
LT | INDUSTRIAL S.P
INDUSTRIAL M.S
INDUSTRIAL L.S
INDUSTRIAL TOTAL
DOMESTIC
AGRICULTURE
COMMERCIAL
BULK
PUBLIC LIGHTING
TOTAL
Data under SAP
Voltage of Supply | consumer category
220kV | INDUSTRIAL
TRACTION
132KV | INDUSTRIAL
BULK
TRACTION
66KV | INDUSTRIAL
BULK
Commercial
33KV | INDUSTRIAL
BULK
DOMESTIC
11KV | INDUSTRIAL
DOMESTIC
COMMERCIAL
BULK
LT | INDUSTRIAL S.P
INDUSTRIAL M.S
INDUSTRIAL LS
INDUSTRIAL TOTAL
DOMESTIC
AGRICULTURE
COMMERCIAL
BULK
PUBLIC LIGHTING
TOTAL
Annexure Y-11
|  | FY 2020-21 |  |  | FY 2021-22 |  |  | FY 2022-23
Supply Voltage | Consumer Category | Sales (MU) | Connected Load (kW) | Nos. | Sales (MU) | Connected Load (kW) | Nos. | Sales (MU) | Connected Load (kW) | Nos.
220kV | INDUSTRIAL | 113.2861 | 58500 | 2 | 121.6703 | 58500 | 2 | 130.6797 | 58500 | 2
| TRACTION | 55.2519 | 10530.6667 | 1 | 55.2519 | 10530.6667 | 1 | 55.2519 | 10530.6667 | 1
132KV | INDUSTRIAL | 359.5669 | 278771.4167 | 9 | 386.1784 | 278771.4167 | 9 | 414.7739 | 278771.4167 | 9
| BULK | 102.7665 | 57608 | 4 | 102.7665 | 57608 | 4 | 102.7665 | 57608 | 4
| TRACTION | 0 | 0 | 0 | 0 | 0 | 0 | 0 | 0 | 0
66KV | INDUSTRIAL | 6022.2364 | 2236062.1318 | 208 | 6467.9405 | 2324557.6856 | 216 | 6946.8752 | 2414456.3264 | 224
| BULK | 205.3723 | 111974.3415 | 14 | 205.3723 | 111974.3415 | 14 | 205.3723 | 111974.3415 | 14
COMMON POOL
| COMMERCIAL | 3.9082 | 10450.3915 | 5 | 4.0232 | 10450.3915 | 5 | 4.1417 | 10450.3915 | 5
33KV | INDUSTRIAL | 125.8458 | 79694.4323 | 4 | 135.1596 | 79694.4323 | 4 | 145.1678 | 79694.4323 | 4
| DOMESTIC | 4.495 | 7234 | 1 | 4.7641 | 7234 | 1 | 5.0495 | 7234 | 1
| BULK | 0 | 0 | 0 | 0 | 0 | 0 | 0 | 0 | 0
11KV | INDUSTRIAL | 10011.6413 | 4780722.7912 | 13526 | 10689.2227 | 4960100.0761 | 13910 | 11416.9543 | 5142299.3393 | 14306
| DOMESTIC | 1148.2953 | 922418.9791 | 301 | 1217.0449 | 922418.9791 | 310 | 1289.9453 | 922418.9791 | 320
| COMMERCIAL | 87.505 | 170588.5979 | 1825 | 90.0805 | 175636.151 | 1879 | 92.7317 | 180777.1772 | 1934
| BULK | 247.8313 | 169534.1475 | 204 | 247.8313 | 169534.1475 | 204 | 247.8313 | 169534.1475 | 204
LT | INDUSTRIAL S.P | 1002.7095 | 1110528.3689 | 98333 | 1010.6246 | 1119264.7021 | 99107 | 1018.6013 | 1128068.7457 | 99887
| INDUSTRIAL M.S | 1328.0043 | 1787197.6811 | 31156 | 1335.1121 | 1798564.497 | 31324 | 1342.258 | 1809978.4637 | 31493
| INDUSTRIAL L.S | 0 | 0 | 0 | 0 | 0 | 0 | 0 | 0 | 0
IND - SUB-TOTAL
| DOMESTIC | 14280.486 | 13230121.0391 | 6973045 | 15135.4727 | 13657390.4104 | 7183513 | 16042.0801 | 14097344.6939 | 7400338
| AGRICULTURE | 12556.2879 | 1216472.4424 | 1412601 | 12782.4635 | 1238384.6039 | 1438046 | 13012.7027 | 1260691.1758 | 1463949
| COMMERCIAL | 3463.2274 | 4444517.0044 | 1066413 | 3565.1565 | 4575783.5685 | 1097800 | 3670.0855 | 4710949.054 | 1130111
| BULK | 80.0442 | 17553.7239 | 293 | 80.0442 | 17553.7239 | 293 | 80.0442 | 17553.7239 | 293
| PUBLIC LIGHTING | 133.5799 | 51734.2507 | 4114 | 133.5799 | 51734.2507 | 4114 | 133.5799 | 51734.2507 | 4114
|  | 51332.3414 | 30752214.4066 | 9602059 | 53769.7598 | 31625686.0445 | 9870756 | 56356.8929 | 32520569.3257 | 10147213
|  | FALSE | FALSE | FALSE | FALSE | FALSE | FALSE | FALSE | FALSE | FALSE

## 10¦ RESULTS (hidden)
Allocation of Demand Related Cost | [11 empty] | Allocation of Demand Related Cost | [11 empty] | Allocation of Demand Related Cost
FY 2020-21 | [11 empty] | FY 2021-22 | [11 empty] | FY 2022-23
Voltage of supply | Consumer category | Connected Load | Demand Factor | Effective Connected Load | % Share in Total Connected Load of Utility | Demand Distribution Cost | Distribution | Retail supply | Total (Rs. Crore) |  |  | Voltage of supply | Consumer category | Connected Load | Demand Factor | Effective Connected Load | % Share in Total Connected Load of Utility | Demand Distribution Cost | Distribution | Retail supply | Total (Rs. Crore) |  |  | Voltage of supply | Consumer category | Connected Load | Demand Factor | Effective Connected Load | % Share in Total Connected Load of Utility | Demand Distribution Cost | Distribution | Retail Supply | Total (Rs. Crore)
220 kV | Industry | 58500 | 75% | 43875 | 0.328% | 0.25231 | 0.20347 | 0.62544 | 0.82891 |  |  | 220 kV | Industry | 58500 | 75% | 43875 | 0.319% | 0.26514 | 0.21382 | 0.73285 | 0.94668 |  |  | 220 kV | Industry | 58500 | 75% | 43875 | 0.3103% | 0.26936 | 0.21722 | 0.73182 | 0.94905
| Traction | 10530.6667 | 100% | 10530.6667 | 0.07872% | 0.25231 | 0.048836 | 0.15011 | 0.19895 |  |  |  | Traction | 10530.6667 | 100% | 10530.6667 | 0.07656% | 0.26514 | 0.05132 | 0.1759 | 0.22722 |  |  |  | Traction | 10530.6667 | 100% | 10530.6667 | 0.07448% | 0.26936 | 0.052137 | 0.17565 | 0.22779
132 kV | Industrial | 278771.4167 | 75% | 209078.5625 | 1.563% | 1.7453 | 1.4977 | 2.9804 | 4.4781 |  |  | 132 kV | Industrial | 278771.4167 | 75% | 209078.5625 | 1.52% | 1.834 | 1.5738 | 3.4923 | 5.0661 |  |  | 132 kV | Industrial | 278771.4167 | 75% | 209078.5625 | 1.479% | 1.8631 | 1.5988 | 3.4874 | 5.0862
| Bulk | 57608 | 60% | 34564.8 | 0.2584% | 1.7453 | 0.2476 | 0.49272 | 0.74032 |  |  |  | Bulk | 57608 | 60% | 34564.8 | 0.2513% | 1.834 | 0.26018 | 0.57734 | 0.83752 |  |  |  | Bulk | 57608 | 60% | 34564.8 | 0.2445% | 1.8631 | 0.26431 | 0.57653 | 0.84084
| Traction | 0 | 100% | 0 | 0% | 1.7453 | 0 | 0 | 0 |  |  |  | Traction | 0 | 100% | 0 | 0% | 1.834 | 0 | 0 | 0 |  |  |  | Traction | 0 | 100% | 0 | 0% | 1.8631 | 0 | 0 | 0
66 kV | Industrial | 2236062.1318 | 75% | 1677046.5988 | 12.54% | 434.5625 | 412.8589 | 23.9062 | 436.765 |  |  | 66 kV | Industrial | 2324557.6856 | 75% | 1743418.2642 | 12.68% | 537.3445 | 511.4801 | 29.1207 | 540.6008 |  |  | 66 kV | Industrial | 2414456.3264 | 75% | 1810842.2448 | 12.81% | 558.8523 | 532.9077 | 30.2044 | 563.112
| Bulk | 111974.3415 | 75% | 83980.7561 | 0.6278% | 434.5625 | 20.6746 | 1.1971 | 21.8717 |  |  |  | Bulk | 111974.3415 | 75% | 83980.7561 | 0.6106% | 537.3445 | 24.6381 | 1.4028 | 26.0408 |  |  |  | Bulk | 111974.3415 | 75% | 83980.7561 | 0.594% | 558.8523 | 24.7145 | 1.4008 | 26.1152
| Common Pool | 0 | 60% | 0 | 0% | 434.5625 | 0 | 0 | 0 |  |  |  | Common Pool | 0 | 60% | 0 | 0% | 537.3445 | 0 | 0 | 0 |  |  |  | Common Pool | 0 | 60% | 0 | 0% | 558.8523 | 0 | 0 | 0
| Commercial | 10450.3915 | 40% | 4180.1566 | 0.03125% | 434.5625 | 1.0291 | 0.059588 | 1.0887 |  |  |  | Commercial | 10450.3915 | 40% | 4180.1566 | 0.03039% | 537.3445 | 1.2264 | 0.069822 | 1.2962 |  |  |  | Commercial | 10450.3915 | 40% | 4180.1566 | 0.02957% | 558.8523 | 1.2302 | 0.069724 | 1.2999
33 kV | Industrial | 79694.4323 | 60% | 47816.6594 | 0.3574% | 13.1695 | 12.5977 | 0.68162 | 13.2794 |  |  | 33 kV | Industrial | 79694.4323 | 60% | 47816.6594 | 0.3477% | 15.6953 | 15.0139 | 0.79869 | 15.8126 |  |  | 33 kV | Industrial | 79694.4323 | 60% | 47816.6594 | 0.3382% | 15.745 | 15.0614 | 0.79757 | 15.859
| Domestic | 7234 | 30% | 2170.2 | 0.01622% | 13.1695 | 0.57176 | 0.030936 | 0.60269 |  |  |  | Domestic | 7234 | 30% | 2170.2 | 0.01578% | 15.6953 | 0.68142 | 0.036249 | 0.71767 |  |  |  | Domestic | 7234 | 30% | 2170.2 | 0.01535% | 15.745 | 0.68357 | 0.036198 | 0.71977
| Bulk | 0 | 60% | 0 | 0% | 13.1695 | 0 | 0 | 0 |  |  |  | Bulk | 0 | 60% | 0 | 0% | 15.6953 | 0 | 0 | 0 |  |  |  | Bulk | 0 | 60% | 0 | 0% | 15.745 | 0 | 0 | 0
11 kV | Industry | 4780722.7912 | 60% | 2868433.6747 | 21.44% | 1307.2286 | 1131.0914 | 40.8893 | 1171.9808 |  |  | 11 kV | Industry LS | 4960100.0761 | 60% | 2976060.0457 | 21.64% | 1609.9352 | 1399.0069 | 49.7099 | 1448.7168 |  |  | 11 kV | Industry LS | 5142299.3393 | 60% | 3085379.6036 | 21.82% | 1667.9971 | 1455.3748 | 51.4633 | 1506.8381
| Domestic | 922418.9791 | 30% | 276725.6937 | 2.069% | 1307.2286 | 109.1195 | 3.9447 | 113.0642 |  |  |  | Domestic | 922418.9791 | 30% | 276725.6937 | 2.012% | 1609.9352 | 130.0851 | 4.6222 | 134.7073 |  |  |  | Domestic | 922418.9791 | 30% | 276725.6937 | 1.957% | 1667.9971 | 130.5316 | 4.6157 | 135.1473
| Commercial | 170588.5979 | 40% | 68235.4392 | 0.5101% | 1307.2286 | 26.9069 | 0.97269 | 27.8795 |  |  |  | Commercial | 175636.151 | 40% | 70254.4604 | 0.5108% | 1609.9352 | 33.0257 | 1.1735 | 34.1992 |  |  |  | Commercial | 180777.1772 | 40% | 72310.8709 | 0.5114% | 1667.9971 | 34.1091 | 1.2061 | 35.3152
| Bulk | 169534.1475 | 60% | 101720.4885 | 0.7604% | 1307.2286 | 40.1108 | 1.45 | 41.5608 |  |  |  | Bulk | 169534.1475 | 60% | 101720.4885 | 0.7396% | 1609.9352 | 47.8175 | 1.6991 | 49.5165 |  |  |  | Bulk | 169534.1475 | 60% | 101720.4885 | 0.7195% | 1667.9971 | 47.9816 | 1.6967 | 49.6783
LT | Industry SP | 1110528.3689 | 60% | 666317.0213 | 4.981% | 3609.9553 | 302.5748 | 9.4983 | 312.0732 |  |  | LT | Industry SP | 1119264.7021 | 60% | 671558.8213 | 4.883% | 4408.5958 | 363.2794 | 11.2172 | 374.4966 |  |  | LT | Industry SP | 1128068.7457 | 60% | 676841.2474 | 4.787% | 4539.9127 | 367.7641 | 11.2895 | 379.0537
| Industry MS | 1787197.6811 | 60% | 1072318.6086 | 8.016% | 3609.9553 | 486.9403 | 15.2858 | 502.2262 |  |  |  | Industry MS | 1798564.497 | 60% | 1079138.6982 | 7.846% | 4408.5958 | 583.7595 | 18.0251 | 601.7846 |  |  |  | Industry MS | 1809978.4637 | 60% | 1085987.0782 | 7.681% | 4539.9127 | 590.075 | 18.114 | 608.189
| Domestic (0-100) | 7252434.8307 | 30% | 2175730.4492 | 16.26% | 3609.9553 | 988.0001 | 31.0149 | 1019.015 |  |  |  | Domestic (0-100) | 7486653.6456 | 30% | 2245996.0937 | 16.33% | 4408.5958 | 1214.9703 | 37.5154 | 1252.4857 |  |  |  | Domestic (0-100) | 7727826.0249 | 30% | 2318347.8075 | 16.4% | 4539.9127 | 1259.6827 | 38.6694 | 1298.3521
| Domestic (101-300) | 4047821.6825 | 30% | 1214346.5048 | 9.077% | 3609.9553 | 551.4353 | 17.3104 | 568.7457 |  |  |  | Domestic (101-300) | 4178546.883 | 30% | 1253564.0649 | 9.114% | 4408.5958 | 678.1148 | 20.9386 | 699.0534 |  |  |  | Domestic (101-300) | 4313153.0958 | 30% | 1293945.9287 | 9.152% | 4539.9127 | 703.0702 | 21.5827 | 724.6529
| Domestic (above 300) | 1929864.5258 | 30% | 578959.3578 | 4.328% | 3609.9553 | 262.9057 | 8.253 | 271.1587 |  |  |  | Domestic (above 300) | 1992189.8818 | 30% | 597656.9645 | 4.345% | 4408.5958 | 323.3022 | 9.9828 | 333.285 |  |  |  | Domestic (above 300) | 2056365.5732 | 30% | 616909.6719 | 4.363% | 4539.9127 | 335.2001 | 10.2899 | 345.49
| Agriculture | 1216472.4424 | 33.33% | 405450.265 | 3.031% | 3609.9553 | 184.1151 | 5.7797 | 189.8948 |  |  |  | Agriculture | 1238384.6039 | 33.33% | 412753.5885 | 3.001% | 4408.5958 | 223.2788 | 6.8943 | 230.1731 |  |  |  | Agriculture | 1260691.1758 | 33.33% | 420188.3689 | 2.972% | 4539.9127 | 228.3109 | 7.0086 | 235.3195
| Commercial | 4444517.0044 | 40% | 1777806.8017 | 13.29% | 3609.9553 | 807.3028 | 25.3425 | 832.6454 |  |  |  | Commercial | 4575783.5685 | 40% | 1830313.4274 | 13.31% | 4408.5958 | 990.107 | 30.5722 | 1020.6792 |  |  |  | Commercial | 4710949.054 | 40% | 1884379.6216 | 13.33% | 4539.9127 | 1023.8845 | 31.4309 | 1055.3154
| Public Lighting | 51734.2507 | 100% | 51734.2507 | 0.3867% | 3609.9553 | 23.4925 | 0.73747 | 24.23 |  |  |  | Public Lighting | 51734.2507 | 100% | 51734.2507 | 0.3761% | 4408.5958 | 27.9856 | 0.86413 | 28.8497 |  |  |  | Public Lighting | 51734.2507 | 100% | 51734.2507 | 0.3659% | 4539.9127 | 28.11 | 0.86291 | 28.9729
| Bulk | 17553.7239 | 40% | 7021.4896 | 0.05249% | 3609.9553 | 3.1885 | 0.10009 | 3.2886 |  |  |  | Bulk | 17553.7239 | 40% | 7021.4896 | 0.05105% | 4408.5958 | 3.7983 | 0.11728 | 3.9156 |  |  |  | Bulk | 17553.7239 | 40% | 7021.4896 | 0.04966% | 4539.9127 | 3.8152 | 0.11712 | 3.9323
| Total | 30752214.4066 | 43.5% | 13378043.445 |  |  | 5366.9135 | 190.7031 | 5557.6166 |  |  |  | Total | 31625686.0445 |  | 13754113.1525 |  | 48319.5997 | 6573.67 | 229.7384 | 6803.4084 |  |  |  | Total | 32520569.3257 |  | 14138531.1673 |  | 49819.9748 | 6784.6395 | 235.8268 | 7020.4664
Voltage wise costs have been further divided amongst categories to arrive at voltage wise - category wise costs of distribution function
Allocation of Energy Related Cost (Rs. Crore) | [11 empty] | Allocation of Energy Related Cost (Rs. Crore) | [11 empty] | Allocation of Energy Related Cost (Rs. Crore)
Voltage of supply | Consumer category | Sales (MU) | % losses | Division of losses | Power purchased | Total Power Purchased | % share in Net power purchase | Energy & Customer Related Cost | Total (Rs. Crore) |  |  | Voltage of supply | Consumer category | Sales (MU) | % losses | Division of losses | Power purchased | Total Power Purchased | % share in Net power purchase | Energy & Customer Related Cost | Total (Rs. Crore) |  |  | Voltage of supply | Consumer category | Sales (MU) | % losses | Division of losses | Power purchased | Total Power Purchased | % share in Net power purchase | Energy & Customer Related Cost | Total (Rs. Crore)
220 kV | Industry | 113.2861 | 2.5% | 3.7198 | 116.1908 | 117.0058 | 0.1963% | 60.0514 | 60.0514 | 2.9048 | 0.81501 | 220 kV | Industry | 121.6703 | 2.5% | 4.0143 | 124.7901 | 125.6846 | 0.2015% | 68.1664 | 68.1664 | 3.1198 | 0.89451 | 220 kV | Industry | 130.6797 | 2.5% | 4.3323 | 134.0305 | 135.0121 | 0.2067% | 73.6628 | 73.6628 | 3.3508 | 0.98158
| Traction | 55.2519 | 2.5% | 1.8142 | 56.6687 | 57.0662 | 0.09572% | 29.2883 | 29.2883 | 1.4167 | 0.39749 |  | Traction | 55.2519 | 2.5% | 1.8229 | 56.6687 | 57.0749 | 0.0915% | 30.9552 | 30.9552 | 1.4167 | 0.40621 |  | Traction | 55.2519 | 2.5% | 1.8317 | 56.6687 | 57.0837 | 0.08741% | 31.145 | 31.145 | 1.4167 | 0.41502
132 kV | Industrial | 359.5669 | 2.5% | 11.8065 | 368.7866 | 371.3734 | 0.6229% | 190.6016 | 190.6016 | 9.2197 | 2.5868 | 132 kV | Industrial | 386.1784 | 2.5% | 12.7412 | 396.0804 | 398.9196 | 0.6395% | 216.3584 | 216.3584 | 9.902 | 2.8392 | 132 kV | Industrial | 414.7739 | 2.5% | 13.7507 | 425.4092 | 428.5247 | 0.6562% | 233.8038 | 233.8038 | 10.6352 | 3.1155
| Bulk | 102.7665 | 2.5% | 3.3744 | 105.4015 | 106.1409 | 0.178% | 54.4751 | 54.4751 | 2.635 | 0.73933 |  | Bulk | 102.7665 | 2.5% | 3.3906 | 105.4015 | 106.1571 | 0.1702% | 57.5755 | 57.5755 | 2.635 | 0.75553 |  | Bulk | 102.7665 | 2.5% | 3.407 | 105.4015 | 106.1735 | 0.1626% | 57.9284 | 57.9284 | 2.635 | 0.77191
| Traction | 0 | 2.5% | 0 | 0 | 0 | 0% | 0 | 0 | 0 | 0 |  | Traction | 0 | 2.5% | 0 | 0 | 0 | 0% | 0 | 0 | 0 | 0 |  | Traction | 0 | 2.5% | 0 | 0 | 0 | 0% | 0 | 0 | 0 | 0
66 kV | Industrial | 6022.2364 | 4.21% | 338.9414 | 6286.9155 | 6361.1778 | 10.67% | 3264.775 | 3264.775 | 264.6791 | 74.2623 | 66 kV | Industrial | 6467.9405 | 4.195% | 364.4145 | 6751.1513 | 6832.355 | 10.95% | 3705.6036 | 3705.6036 | 283.2108 | 81.2037 | 66 kV | Industrial | 6946.8752 | 4.18% | 391.8219 | 7249.922 | 7338.6971 | 11.24% | 4004.0064 | 4004.0064 | 303.0467 | 88.7751
| Bulk | 205.3723 | 4.21% | 11.5587 | 214.3985 | 216.931 | 0.3639% | 111.3364 | 111.3364 | 9.0262 | 2.5325 |  | Bulk | 205.3723 | 4.195% | 11.571 | 214.3649 | 216.9433 | 0.3478% | 117.6616 | 117.6616 | 8.9926 | 2.5784 |  | Bulk | 205.3723 | 4.18% | 11.5835 | 214.3314 | 216.9558 | 0.3322% | 118.3715 | 118.3715 | 8.9591 | 2.6245
| Common Pool | 0 | 4.21% | 0 | 0 | 0 | 0% | 0 | 0 | 0 | 0 |  | Common Pool | 0 | 4.195% | 0 | 0 | 0 | 0% | 0 | 0 | 0 | 0 |  | Common Pool | 0 | 4.18% | 0 | 0 | 0 | 0% | 0 | 0 | 0 | 0
| Commercial | 3.9082 | 4.21% | 0.21996 | 4.08 | 4.1282 | 0.006924% | 2.1187 | 2.1187 | 0.17177 | 0.048194 |  | Commercial | 4.0232 | 4.195% | 0.22668 | 4.1994 | 4.2499 | 0.006813% | 2.305 | 2.305 | 0.17617 | 0.050511 |  | Commercial | 4.1417 | 4.18% | 0.2336 | 4.3223 | 4.3753 | 0.0067% | 2.3871 | 2.3871 | 0.18067 | 0.052927
33 kV | Industrial | 125.8458 | 4.21% | 7.0828 | 131.3767 | 132.9286 | 0.223% | 68.2235 | 68.2235 | 5.531 | 1.5518 | 33 kV | Industrial | 135.1596 | 4.195% | 7.6151 | 141.0778 | 142.7747 | 0.2289% | 77.4354 | 77.4354 | 5.9182 | 1.6969 | 33 kV | Industrial | 145.1678 | 4.18% | 8.1878 | 151.5005 | 153.3556 | 0.2348% | 83.6711 | 83.6711 | 6.3327 | 1.8551
| Domestic | 4.495 | 4.21% | 0.25299 | 4.6926 | 4.748 | 0.007964% | 2.4368 | 2.4368 | 0.19756 | 0.055429 |  | Domestic | 4.7641 | 4.195% | 0.26842 | 4.9727 | 5.0325 | 0.008068% | 2.7295 | 2.7295 | 0.20861 | 0.059813 |  | Domestic | 5.0495 | 4.18% | 0.2848 | 5.2698 | 5.3343 | 0.008168% | 2.9104 | 2.9104 | 0.22028 | 0.064528
| Bulk | 0 | 4.21% | 0 | 0 | 0 | 0% | 0 | 0 | 0 | 0 |  | Bulk | 0 | 4.195% | 0 | 0 | 0 | 0% | 0 | 0 | 0 | 0 |  | Bulk | 0 | 4.18% | 0 | 0 | 0 | 0% | 0 | 0 | 0 | 0
11 kV | Industry | 10011.6413 | 7.06% | 973.8952 | 10772.1555 | 10985.5366 | 18.43% | 5638.1548 | 5638.1548 | 760.5142 | 213.3811 | 11 kV | Industry LS | 10689.2227 | 7.02% | 1038.4355 | 11496.2602 | 11727.6582 | 18.8% | 6360.6257 | 6360.6257 | 807.0375 | 231.398 | 11 kV | Industry LS | 11416.9543 | 6.98% | 1107.6649 | 12273.6555 | 12524.6192 | 19.18% | 6833.455 | 6833.455 | 856.7012 | 250.9637
| Domestic | 1148.2953 | 7.06% | 111.7019 | 1235.5233 | 1259.9972 | 2.113% | 646.6739 | 646.6739 | 87.2279 | 24.474 |  | Domestic | 1217.0449 | 7.02% | 118.2333 | 1308.9319 | 1335.2782 | 2.141% | 724.203 | 724.203 | 91.887 | 26.3463 |  | Domestic | 1289.9453 | 6.98% | 125.1496 | 1386.7397 | 1415.0949 | 2.167% | 772.0783 | 772.0783 | 96.7944 | 28.3552
| Commercial | 87.505 | 7.06% | 8.5122 | 94.1522 | 96.0172 | 0.1611% | 49.2793 | 49.2793 | 6.6471 | 1.865 |  | Commercial | 90.0805 | 7.02% | 8.7511 | 96.8815 | 98.8316 | 0.1584% | 53.6024 | 53.6024 | 6.8011 | 1.95 |  | Commercial | 92.7317 | 6.98% | 8.9968 | 99.6901 | 101.7285 | 0.1558% | 55.5032 | 55.5032 | 6.9584 | 2.0384
| Bulk | 247.8313 | 7.06% | 24.1081 | 266.6573 | 271.9394 | 0.4561% | 139.5687 | 139.5687 | 18.826 | 5.2821 |  | Bulk | 247.8313 | 7.02% | 24.0763 | 266.5426 | 271.9076 | 0.4359% | 147.4721 | 147.4721 | 18.7113 | 5.365 |  | Bulk | 247.8313 | 6.98% | 24.0444 | 266.428 | 271.8757 | 0.4163% | 148.3359 | 148.3359 | 18.5967 | 5.4477
LT | Industry SP | 1002.7095 | 13.9% | 207.2964 | 1164.5871 | 1210.0059 | 2.03% | 621.0166 | 621.0166 | 161.8776 | 45.4188 | LT | Industry SP | 1010.6246 | 13.8% | 208.1841 | 1172.4183 | 1218.8086 | 1.954% | 661.0344 | 661.0344 | 161.7937 | 46.3903 | LT | Industry SP | 1018.6013 | 13.7% | 209.0706 | 1180.3028 | 1227.672 | 1.88% | 669.82 | 669.82 | 161.7015 | 47.3692
| Industry MS | 1328.0043 | 13.9% | 274.5466 | 1542.3976 | 1602.5509 | 2.688% | 822.4842 | 822.4842 | 214.3933 | 60.1533 |  | Industry MS | 1335.1121 | 13.8% | 275.027 | 1548.854 | 1610.1392 | 2.581% | 873.2769 | 873.2769 | 213.7419 | 61.2852 |  | Industry MS | 1342.258 | 13.7% | 275.502 | 1555.3395 | 1617.7601 | 2.477% | 882.6528 | 882.6528 | 213.0815 | 62.4205
| Domestic (0-100) | 7828.2197 | 13.9% | 1618.3766 | 9092.009 | 9446.5963 | 15.84% | 4848.3178 | 4848.3178 | 1263.7892 | 354.5873 |  | Domestic (0-100) | 8296.9029 | 13.8% | 1709.1243 | 9625.1774 | 10006.0272 | 16.04% | 5426.88 | 5426.88 | 1328.2745 | 380.8499 |  | Domestic (0-100) | 8793.8833 | 13.7% | 1804.968 | 10189.8995 | 10598.8513 | 16.23% | 5782.7525 | 5782.7525 | 1396.0162 | 408.9518
| Domestic (101-300) | 4369.1861 | 13.9% | 903.269 | 5074.5483 | 5272.4551 | 8.844% | 2706.0051 | 2706.0051 | 705.3622 | 197.9068 |  | Domestic (101-300) | 4630.7735 | 13.8% | 953.9183 | 5372.1271 | 5584.6919 | 8.953% | 3028.9196 | 3028.9196 | 741.3535 | 212.5648 |  | Domestic (101-300) | 4908.1546 | 13.7% | 1007.4118 | 5687.317 | 5915.5664 | 9.059% | 3227.5438 | 3227.5438 | 779.1624 | 228.2494
| Domestic (above 300) | 2083.0802 | 13.9% | 430.6481 | 2419.3731 | 2513.7284 | 4.216% | 1290.1318 | 1290.1318 | 336.2929 | 94.3553 |  | Domestic (above 300) | 2207.7963 | 13.8% | 454.796 | 2561.2486 | 2662.5923 | 4.268% | 1444.0865 | 1444.0865 | 353.4523 | 101.3437 |  | Domestic (above 300) | 2340.0422 | 13.7% | 480.2999 | 2711.5205 | 2820.3421 | 4.319% | 1538.7837 | 1538.7837 | 371.4783 | 108.8216
| Agriculture | 12556.2879 | 13.9% | 2595.8395 | 14583.3774 | 15152.1274 | 25.41% | 7776.5924 | 7776.5924 | 2027.0895 | 568.7501 |  | Agriculture | 12782.4635 | 13.8% | 2633.1295 | 14828.8439 | 15415.5929 | 24.71% | 8360.818 | 8360.818 | 2046.3805 | 586.749 |  | Agriculture | 13012.7027 | 13.7% | 2670.8919 | 15078.4504 | 15683.5946 | 24.02% | 8556.9977 | 8556.9977 | 2065.7477 | 605.1442
| Commercial | 3463.2274 | 13.9% | 715.9745 | 4022.3315 | 4179.2019 | 7.01% | 2144.91 | 2144.91 | 559.1041 | 156.8705 |  | Commercial | 3565.1565 | 13.8% | 734.406 | 4135.9124 | 4299.5625 | 6.893% | 2331.9155 | 2331.9155 | 570.7559 | 163.6501 |  | Commercial | 3670.0855 | 13.7% | 753.2948 | 4252.7062 | 4423.3803 | 6.774% | 2413.4043 | 2413.4043 | 582.6208 | 170.6741
| Public Lighting | 133.5799 | 13.9% | 27.6158 | 155.1451 | 161.1957 | 0.2704% | 82.7312 | 82.7312 | 21.5652 | 6.0506 |  | Public Lighting | 133.5799 | 13.8% | 27.5169 | 154.9651 | 161.0968 | 0.2583% | 87.3726 | 87.3726 | 21.3852 | 6.1317 |  | Public Lighting | 133.5799 | 13.7% | 27.4176 | 154.7855 | 160.9975 | 0.2465% | 87.8406 | 87.8406 | 21.2056 | 6.212
| Bulk | 80.0442 | 13.9% | 16.548 | 92.9666 | 96.5923 | 0.162% | 49.5745 | 49.5745 | 12.9224 | 3.6257 |  | Bulk | 80.0442 | 13.8% | 16.4887 | 92.8587 | 96.533 | 0.1548% | 52.3557 | 52.3557 | 12.8145 | 3.6742 |  | Bulk | 80.0442 | 13.7% | 16.4293 | 92.7511 | 96.4735 | 0.1477% | 52.6361 | 52.6361 | 12.7069 | 3.7224
| Total | 51332.3414 | 13.9% | 8287.1027 | 57803.7347 | 59619.4441 |  | 30598.7473 | 30598.7473 | 6471.3933 | 1815.7094 |  | Total | 53769.7598 | 13.8% | 8608.1518 | 60459.7285 | 62377.9116 |  | 33831.353 | 33831.353 | 6689.9687 | 1918.1831 |  | Total | 56356.8929 | 13.7% | 8946.5751 | 63276.4417 | 65303.468 |  | 35629.6906 | 35629.6906 | 6919.5488 | 2027.0263
|  |  |  | 8287.1027 |  |  |  | 30598.7473 | [7 empty] | 8608.1518 |  |  |  | 33831.353 | [7 empty] | 8946.5751 |  |  |  | 35629.6906
Allocation of demand related costs of distribution function on the basis of Connected Load. Allocation of energy costs on the basis of sales and losses. Energy Costs include total cost of generation, transmission and customer related costs of distribution function. Losses have been considered uniform throughout for LT level. The balance losses have been distributed amongst all the categories based on their sales.
Voltage of Supply | Consumer Category | Cost of Supply (Rs Crore) |  | Cost of Supply (Rs / kWh) |  |  | Tariff FY 2019-20 (Rs/ kWh) | Tariff - CoS |  |  |  | Voltage of Supply | Consumer Category | Cost of Supply (Rs Crore) |  | Cost of Supply (Rs / kWh) |  |  | Tariff FY 2019-20 (Rs/ kWh) | Tariff - CoS |  |  |  | Voltage of Supply | Consumer Category | Cost of Supply (Rs Crore) |  | Cost of Supply (Rs / kWh) |  |  | Tariff FY 2019-20 (Rs/ kWh) | Tariff - CoS
|  | Demand | Energy | Demand | Energy | Total |  | Rs / kWh | As a % |  |  |  |  | Demand | Energy | Demand | Energy | Total |  | Rs / kWh | As a % |  |  |  |  | Demand | Energy | Demand | Energy | Total |  | Rs / kWh | As a %
A | B | C | D | E | F | G = E+F | H | I = H-G | J = I/G |  |  | A | B | C | D | E | F | G = E+F | H | I = H-G | J = I/G |  |  | A | B | C | D | E | F | G = E+F | H | I = H-G | J = I/G
220 kV | Industry | 0.82891 | 60.0514 | 0.073169 | 5.3009 | 5.374 | 5.34 | 0.034035 | 0.6333% | 76.3% |  | 220 kV | Industry | 0.94668 | 68.1664 | 0.077807 | 5.6026 | 5.6804 | 5.34 | 0.34036 | 5.992% |  |  | 220 kV | Industry | 0.94905 | 73.6628 | 0.072624 | 5.6369 | 5.7095 | 5.34 | 0.36952 | 6.472%
| Traction | 0.19895 | 29.2883 | 0.036008 | 5.3009 | 5.3369 | 5.32 | 0.016873 | 0.3162% | 75.77% |  |  | Traction | 0.22722 | 30.9552 | 0.041124 | 5.6026 | 5.6437 | 5.32 | 0.32368 | 5.735% |  |  |  | Traction | 0.22779 | 31.145 | 0.041227 | 5.6369 | 5.6781 | 5.32 | 0.35812 | 6.307%
132 kV | Industrial | 4.4781 | 190.6016 | 0.12454 | 5.3009 | 5.4254 | 5.34 | 0.085406 | 1.574% | 77.03% |  | 132 kV | Industrial | 5.0661 | 216.3584 | 0.13119 | 5.6026 | 5.7337 | 5.34 | 0.39374 | 6.867% |  |  | 132 kV | Industrial | 5.0862 | 233.8038 | 0.12262 | 5.6369 | 5.7595 | 5.34 | 0.41952 | 7.284%
| Bulk | 0.74032 | 54.4751 | 0.072039 | 5.3009 | 5.3729 | 5.29 | 0.082904 | 1.543% | 76.28% |  |  | Bulk | 0.83752 | 57.5755 | 0.081498 | 5.6026 | 5.684 | 5.29 | 0.39405 | 6.933% |  |  |  | Bulk | 0.84084 | 57.9284 | 0.081821 | 5.6369 | 5.7187 | 5.29 | 0.42872 | 7.497%
| Traction | 0 | 0 | 0 | 0 | 0 | 5.32 | -5.32 | #DIV/0! | 0% |  |  | Traction | 0 | 0 | 0 | 0 | 0 | 5.32 | -5.32 | #DIV/0! |  |  |  | Traction | 0 | 0 | 0 | #DIV/0! | #DIV/0! | 5.32 | #DIV/0! | #DIV/0!
66 kV | Industrial | 436.765 | 3264.775 | 0.72525 | 5.4212 | 6.1465 | 6.22 | -0.073546 | -1.197% | 87.26% |  | 66 kV | Industrial | 540.6008 | 3705.6036 | 0.83582 | 5.7292 | 6.565 | 6.22 | 0.345 | 5.255% |  |  | 66 kV | Industrial | 563.112 | 4004.0064 | 0.8106 | 5.7638 | 6.5743 | 6.22 | 0.35435 | 5.39%
| Bulk | 21.8717 | 111.3364 | 1.065 | 5.4212 | 6.4862 | 5.87 | 0.61618 | 9.5% | 92.09% |  |  | Bulk | 26.0408 | 117.6616 | 1.268 | 5.7292 | 6.9972 | 5.87 | 1.1272 | 16.11% |  |  |  | Bulk | 26.1152 | 118.3715 | 1.2716 | 5.7638 | 7.0354 | 5.87 | 1.1654 | 16.56%
| Common Pool | 0 | 0 | 0 | 0 | 0 |  | 0 | #DIV/0! | 0% |  |  | Common Pool | 0 | 0 | 0 | 0 | 0 | 0 | 0 | #DIV/0! |  |  |  | Common Pool | 0 | 0 | 0 | #DIV/0! | #DIV/0! | 0 | #DIV/0! | #DIV/0!
| Commercial | 1.0887 | 2.1187 | 2.7856 | 5.4212 | 8.2068 | 6.01 | 2.1968 | 26.77% | 116.5% |  |  | Commercial | 1.2962 | 2.305 | 3.2217 | 5.7292 | 8.9509 | 6.01 | 2.9409 | 32.86% |  |  |  | Commercial | 1.2999 | 2.3871 | 3.1386 | 5.7638 | 8.9023 | 6.01 | 2.8923 | 32.49%
33 kV | Industrial | 13.2794 | 68.2235 | 1.0552 | 5.4212 | 6.4764 | 6.22 | 0.25641 | 3.959% | 91.95% |  | 33 kV | Industrial | 15.8126 | 77.4354 | 1.1699 | 5.7292 | 6.8991 | 6.22 | 0.67911 | 9.843% |  |  | 33 kV | Industrial | 15.859 | 83.6711 | 1.0925 | 5.7638 | 6.8562 | 6.22 | 0.63621 | 9.279%
| Domestic | 0.60269 | 2.4368 | 1.3408 | 5.4212 | 6.762 | 5.42 | 1.342 | 19.85% | 96% |  |  | Domestic | 0.71767 | 2.7295 | 1.5064 | 5.7292 | 7.2356 | 5.42 | 1.8156 | 25.09% |  |  |  | Domestic | 0.71977 | 2.9104 | 1.4254 | 5.7638 | 7.1892 | 5.42 | 1.7692 | 24.61%
| Bulk | 0 | 0 | 0 | 0 | 0 | 5.87 | -5.87 |  | 0% |  |  | Bulk | 0 | 0 | 0 | 0 | 0 | 5.87 | -5.87 |  |  |  |  | Bulk | 0 | 0 | 0 |  | 0 | 5.87 | -5.87
11 kV | Industry | 1171.9808 | 5638.1548 | 1.1706 | 5.6316 | 6.8022 | 6.86 | -0.057783 | -0.8495% | 96.57% |  | 11 kV | Industry LS | 1448.7168 | 6360.6257 | 1.3553 | 5.9505 | 7.3058 | 6.86 | 0.44581 | 6.102% |  |  | 11 kV | Industry LS | 1506.8381 | 6833.455 | 1.3198 | 5.9854 | 7.3052 | 6.86 | 0.44518 | 6.094%
| Domestic | 113.0642 | 646.6739 | 0.98463 | 5.6316 | 6.6162 | 6.33 | 0.28623 | 4.326% | 93.93% |  |  | Domestic | 134.7073 | 724.203 | 1.1068 | 5.9505 | 7.0573 | 6.33 | 0.72734 | 10.31% |  |  |  | Domestic | 135.1473 | 772.0783 | 1.0477 | 5.9854 | 7.0331 | 6.33 | 0.70306 | 9.996%
| Commercial | 27.8795 | 49.2793 | 3.1861 | 5.6316 | 8.8176 | 6.79 | 2.0276 | 23% | 125.2% |  |  | Commercial | 34.1992 | 53.6024 | 3.7965 | 5.9505 | 9.747 | 6.79 | 2.957 | 30.34% |  |  |  | Commercial | 35.3152 | 55.5032 | 3.8083 | 5.9854 | 9.7937 | 6.79 | 3.0037 | 30.67%
| Bulk | 41.5608 | 139.5687 | 1.677 | 5.6316 | 7.3086 | 6.22 | 1.0886 | 14.89% | 103.8% |  |  | Bulk | 49.5165 | 147.4721 | 1.998 | 5.9505 | 7.9485 | 6.22 | 1.7285 | 21.75% |  |  |  | Bulk | 49.6783 | 148.3359 | 2.0045 | 5.9854 | 7.9899 | 6.22 | 1.7699 | 22.15%
LT | Industry SP | 312.0732 | 621.0166 | 3.1123 | 6.1934 | 9.3057 | 7.6 | 1.7057 | 18.33% | 132.1% |  | LT | Industry SP | 374.4966 | 661.0344 | 3.7056 | 6.5409 | 10.2464 | 7.6 | 2.6464 | 25.83% |  |  | LT | Industry SP | 379.0537 | 669.82 | 3.7213 | 6.5759 | 10.2972 | 7.6 | 2.6972 | 26.19%
| Industry MS | 502.2262 | 822.4842 | 3.7818 | 6.1934 | 9.9752 | 7.14 | 2.8352 | 28.42% | 141.6% |  |  | Industry MS | 601.7846 | 873.2769 | 4.5074 | 6.5409 | 11.0482 | 7.14 | 3.9082 | 35.37% |  |  |  | Industry MS | 608.189 | 882.6528 | 4.5311 | 6.5759 | 11.107 | 7.14 | 3.967 | 35.72%
| Domestic (0-100) | 1019.015 | 4848.3178 | 1.3017 | 6.1934 | 7.4951 | 7.06 | 0.4351 | 5.805% | 106.4% |  |  | Domestic (0-100) | 1252.4857 | 5426.88 | 1.5096 | 6.5409 | 8.0504 | 7.06 | 0.99043 | 12.3% |  |  |  | Domestic (0-100) | 1298.3521 | 5782.7525 | 1.4764 | 6.5759 | 8.0523 | 7.06 | 0.99231 | 12.32%
| Domestic (101-300) | 568.7457 | 2706.0051 | 1.3017 | 6.1934 | 7.4951 | 7.06 | 0.4351 | 5.805% | 106.4% |  |  | Domestic (101-300) | 699.0534 | 3028.9196 | 1.5096 | 6.5409 | 8.0504 | 7.06 | 0.99043 | 12.3% |  |  |  | Domestic (101-300) | 724.6529 | 3227.5438 | 1.4764 | 6.5759 | 8.0523 | 7.06 | 0.99231 | 12.32%
| Domestic (above 300) | 271.1587 | 1290.1318 | 1.3017 | 6.1934 | 7.4951 | 7.06 | 0.4351 | 5.805% | 106.4% |  |  | Domestic (above 300) | 333.285 | 1444.0865 | 1.5096 | 6.5409 | 8.0504 | 7.06 | 0.99043 | 12.3% |  |  |  | Domestic (above 300) | 345.49 | 1538.7837 | 1.4764 | 6.5759 | 8.0523 | 7.06 | 0.99231 | 12.32%
| Agriculture | 189.8948 | 7776.5924 | 0.15123 | 6.1934 | 6.3446 | 7.18 | -0.83538 | -13.17% | 90.08% |  |  | Agriculture | 230.1731 | 8360.818 | 0.18007 | 6.5409 | 6.7209 | 7.18 | -0.45908 | -6.831% |  |  |  | Agriculture | 235.3195 | 8556.9977 | 0.18084 | 6.5759 | 6.7567 | 7.18 | -0.42328 | -6.265%
| Commercial | 832.6454 | 2144.91 | 2.4042 | 6.1934 | 8.5976 | 7.31 | 1.2876 | 14.98% | 122.1% |  |  | Commercial | 1020.6792 | 2331.9155 | 2.8629 | 6.5409 | 9.4038 | 7.31 | 2.0938 | 22.27% |  |  |  | Commercial | 1055.3154 | 2413.4043 | 2.8755 | 6.5759 | 9.4513 | 7.31 | 2.1413 | 22.66%
| Public Lighting | 24.23 | 82.7312 | 1.8139 | 6.1934 | 8.0073 | 6.7 | 1.3073 | 16.33% | 113.7% |  |  | Public Lighting | 28.8497 | 87.3726 | 2.1597 | 6.5409 | 8.7006 | 6.7 | 2.0006 | 22.99% |  |  |  | Public Lighting | 28.9729 | 87.8406 | 2.169 | 6.5759 | 8.7448 | 6.7 | 2.0448 | 23.38%
| Bulk | 3.2886 | 49.5745 | 0.41084 | 6.1934 | 6.6042 | 6.18 | 0.42423 | 6.424% | 93.76% |  |  | Bulk | 3.9156 | 52.3557 | 0.48917 | 6.5409 | 7.03 | 6.18 | 0.85002 | 12.09% |  |  |  | Bulk | 3.9323 | 52.6361 | 0.49126 | 6.5759 | 7.0671 | 6.18 | 0.88714 | 12.55%
Total |  | 5557.6166 | 30598.7473 | 36156.3639 | [7 empty] | Total |  | 6803.4084 | 33831.353 | 40634.7613 | [7 empty] | Total |  | 7020.4664 | 35629.6906 | 42650.1569
|  | 5557.6166 | 30598.7473 | 36156.3639 |  | 7.0436 | [7 empty] | 6803.4084 | 33831.353 | 40634.7613 | [9 empty] | 7020.4664 | 35629.6906 | 42650.1569

## Sheet2 (hidden)
| At the end of FY 2010-11 |  |  | Voltage wise classification of assets (%)
Assets group | Total assets of PSPCL | Distribution assets | 73629600000 | 220 kV | 132 kv | 66 kv | 33 KV | 11KV | LT | Retail supply
Land & land rights | 5329792456.7997 | 2053959278.2243 |  | 0% | 0% | 0% | 0% | 0% | 0% | 50%
Buildings | 15742652826.1937 | 6066796802.7484 |  | 0% | 0% | 0% | 0% | 0% | 0% | 30%
Hydraulic works | 41126650180.3284 | 0
Other civil works | 712554629.3271 | 0
Plant and Machinery | 82778892502.9594 | 48024477366.5353 |  | 0% | 0% | 0% | 0% | 0% | 0% | 10%
Line and cabel networks | 44339950873.3298 | 17087429619.5337 |  | 0% | 0% | 0% | 0% | 0% | 0% | 0%
Vehicles | 508529138.5435 | 195973511.3187 |  | 0% | 0% | 0% | 0% | 0% | 0% | 10%
Furnitures and fixtures | 162866186.7264 | 62764266.7228 |  | 0% | 0% | 0% | 0% | 0% | 0% | 50%
Office equipments | 358611205.792 | 138199154.9168 |  | 0% | 0% | 0% | 0% | 0% | 0% | 50%
sub-total | 191060500000 | 73629600000 |  | 0% | 0% | 0% | 0% | 0% | 0% | 0%
Note on E4: Chetan Yadav: distribution assets + others

## Comparison (hidden)
Voltage of Supply | Consumer Category | Proposed COS | Approved COS | Actual
A | B | C | C | D
220 kV | Industry | 3.9297 | 4.34 | 5.374 | 36.76% | 4.4702 | 23.83%
| Traction | 3.9258 | 4.34 | 5.3369 | 35.94% | 4.4702 | 22.97%
132 kV | Industrial | 3.9727 | 4.36 | 5.4254 | 36.57% | 4.4908 | 24.44%
| Bulk | 3.9182 | 4.33 | 5.3729 | 37.13% | 4.4599 | 24.09%
| Traction | 3.9469 | 4.37 | 0 | -100% | 4.5011 | -100%
66 kV | Industrial | 4.8154 | 4.97 | 6.1465 | 27.64% | 5.1191 | 23.67%
| Bulk | 4.519 | 4.82 | 6.4862 | 43.53% | 4.9646 | 34.57%
| Common Pool | 4.163 | 4.57 | 0 | -100% | 4.7071 | -100%
33 kV | Industrial | 4.9275 | 5.09 | 6.4764 | 31.43% | 5.2427 | 27.24%
| Bulk | 4.4826 | 4.83 | 0 | -100% | 4.9749 | -100%
11 kV | Industry LS | 5.1262 | 5.53 | 6.8022 | 32.7% | 5.6959 | 23.01%
| Domestic | 4.8975 | 5.2 | 6.6162 | 35.09% | 5.356 | 27.24%
| Commercial | 5.0903 | 5.44 | 8.8176 | 73.23% | 5.6032 | 62.09%
| Bulk | 4.9373 | 5.26 | 7.3086 | 48.03% | 5.4178 | 38.95%
LT | Industry MS | 6.1688 | 6.58 | 9.3057 | 50.85% | 6.7774 | 41.42%
| Industry SP | 6.5681 | 6.9 | 9.9752 | 51.87% | 7.107 | 44.57%
| Domestic (0-100) | 5.525 | 5.94 | 7.4951 | 35.66% | 6.1182 | 26.18%
| Domestic (101-300) | 5.5249 | 5.94 | 7.4951 | 35.66% | 6.1182 | 26.18%
| Domestic (above 300) | 5.5249 | 5.91 | 7.4951 | 35.66% | 6.0873 | 26.82%
| Agriculture | 5.3284 | 5.85 | 6.3446 | 19.07% | 6.0255 | 8.455%
| Commercial | 5.922 | 6.35 | 8.5976 | 45.18% | 6.5405 | 35.4%
| Public Lighting | 5.6176 | 6.1 | 8.0073 | 42.54% | 6.283 | 31.27%
| Bulk | 5.2111 | 7.97 | 6.6042 | 26.73% | 8.2091 | -17.14%
11.68%

## Cross Subsidy (hidden)
Voltage of supply | Consumer category | Cost of Supply (Rs./kWh) | Tariff approved in FY 2014-15 | Tariff-Cos
220 kV | Industry | 5.374 | 6.46 | 1.086
| Traction | 5.3369 | 6.71 | 1.3731
132 kV | Industrial | 5.4254 | 6.46 | 1.0346
| Bulk | 5.3729 | 6.41 | 1.0371
| Traction | 0 | 6.71 | 6.71
66 kV | Industrial | 6.1465 | 6.46 | 0.31355
| Bulk | 6.4862 | 6.41 | -0.076178
| Common Pool | 0 | 4.6702 | 4.6702
| Commercial | 8.2068 | 6.6598 | -1.547
33 kV | Industrial | 6.4764 | 6.46 | -0.016409
| Domestic | 6.762 | 6.56 | -0.20201
| Bulk | 0 | 6.41 | 6.41
11 kV | Industry LS | 6.8022 | 6.46 | -0.34222
| Domestic | 6.6162 | 6.56 | -0.056226
| Commercial | 8.8176 | 6.6598 | -2.1578
| Bulk | 7.3086 | 6.41 | -0.89858
LT | Industry SP | 9.3057 | 5.85 | -3.4557
| Industry MS | 9.9752 | 6.38 | -3.5952
| Domestic (0-100) | 7.4951 | 4.56 | -2.9351
| Domestic (101-300) | 7.4951 | 6.14 | -1.3551
| Domestic (above 300) | 7.4951 | 6.56 | -0.9351
| Agriculture | 6.3446 | 4.56 | -1.7846
| Commercial | 8.5976 | 6.6598 | -1.9378
| Public Lighting | 8.0073 | 6.69 | -1.3173
| Bulk | 6.6042 | 6.68 | 0.075773
| Total |  |  | 0.097961

## Approved ARR (P&L) (hidden)
ARR for FY 2015-16
PARTICULARS | MU
Energy Available (MU) | 51621.5472
Energy Sold within state (MU) | 43100.3136
Common pool supply | 312
Supply to other states | 53.65
Energy available for sale in state (MU) | 51621.5472
Transmission & Distribution losses | 8209.5835
Net energy available for sale within state | 43412.3136
Power Purchase and Generation Costs | Rs Cr
Fixed Power Purchase | 8288.8534
Variable Power Purchase | 13625.6238
Fixed Own Generation | 2915.7833
Variable Own Generation | 2133.6733
Total Fixed Cost | 11204.6367
Total Variable Cost | 15759.2971
Total power purchase + generation cost | 26963.9339
Transmission | Rs Cr
Total Transmission Costs | 1329.6
Distribution | Rs Cr
Repairs & Maintenance | 279.507
Employee costs | 4144.2666
A&G expenses | 157.1152
Depreciation+AAD | 972.4469
Interest & Finance charges | 1622.4571
ROE | 1804.4644
Other costs | -1117.4211
Total Distribution Costs | 7862.836
LESS: Expenses Capitalized:
-Interest and finance charges
-net prior period (other expenses)
SUB-TOTAL | 0
TOTAL EXPENDITURE (Approved ARR) | 36156.3699

## Basedata (hidden)
Sr. No. | Consumer Category |  |  |  | FY 2018-19 |  |  | FY 2020-21 |  |  | FY 2021-22 |  |  | FY 2022-23
|  | MU | kW | Nos | MU | kW | Nos | MU | kW | Nos | MU | kW | Nos | MU | kW | Nos
1 | Domestic | 12108.24 | 11206418 | 6207589 | 13271.8 | 11617517.8065 | 6423615.6178 | 15433.2763 | 14159774.0181 | 6973347 | 16357.2817 | 14587043.3895 | 7183824 | 17337.0748 | 15026997.673 | 7400659
2 | Commercial (NRS) | 3518.24 | 3590081 | 993006 | 3879.28 | 3775297.735 | 1018841.088 | 3554.6406 | 4625555.9938 | 1068243 | 3659.2602 | 4761870.111 | 1099684 | 3766.9588 | 4902176.6227 | 1132050
3 | Industrial
(a) | Small Supply | 951.61 | 1024122 | 92402 | 988.54 | 1004466.1241 | 93041.5731 | 1002.7095 | 1110528.3689 | 98333 | 1010.6246 | 1119264.7021 | 99107 | 1018.6013 | 1128068.7457 | 99887
(b) | Medium Supply | 2111.44 | 1750531 | 28490 | 2204.35 | 1771991.9081 | 29268.4392 | 2252.2101 | 2083048.0019 | 34981 | 2264.2646 | 2096296.4653 | 35170 | 2276.3835 | 2109599.8848 | 35360
(c) | Large Supply | 10087.13 | 5869887 | 7135 | 11009.29 | 6106019.8206 | 7391.8699 | 15709.0687 | 7174700.4512 | 9925 | 16871.6928 | 7440691.6424 | 10296 | 18120.9992 | 7710900.0935 | 10679
4 | Street Lighting | 202.82 | 53106 | 3978 | 230.14 | 55234.5552 | 4357.3155 | 133.5799 | 51734.2507 | 4114 | 133.5799 | 51734.2507 | 4114 | 133.5799 | 51734.2507 | 4114
5 | Bulk Supply | 661.19 | 335546 | 521 | 709.15 | 389239.2642 | 528.5617 | 636.0144 | 356670.2129 | 515 | 636.0144 | 356670.2129 | 515 | 636.0144 | 356670.2129 | 515
6 | Railway Traction | 165.64 | 79908 | 8 | 174.92 | 81943.0878 | 6.9886 | 55.2519 | 10530.6667 | 1 | 55.2519 | 10530.6667 | 1 | 55.2519 | 10530.6667 | 1
8 | AP Consumption | 11523.34 | 8799306 | 1243699 | 12265.37 | 1089740.054 | 1265435.8918 | 12556.2879 | 1216472.4424 | 1412601 | 12782.4635 | 1238384.6039 | 1438046 | 13012.7027 | 1260691.1758 | 1463949
9 | TOTAL | 41329.65 | 32708905 | 8576828 | 44732.84 | 25891450.3554 | 8842487.3457 | 51333.0394 | 30789014.4066 | 9602060 | 53770.4335 | 31662486.0445 | 9870757 | 56357.5666 | 32557369.3257 | 10147214
Category | Volatge Level |  |  |  | FY 2018-19 |  |  | FY 2020-21 |  |  | FY 2021-22 |  |  | FY 2022-23
|  | MU | kW | Nos. | MU | kW | Nos. | MU | kW | Nos | MU | kW | Nos | MU | kW | Nos
Domestic | 220 kV | 0 | 0 | 0 | 0 | 0 | 0 | 0 | 0 | 0 | 0 | 0 | 0 | 0 | 0 | 0
| 132 kV | 0 | 0 | 0 | 0 | 0 | 0 | 0 | 0 | 0 | 0 | 0 | 0 | 0 | 0 | 0
| 66 kV | 0 | 0 | 0 | 0 | 0 | 0 | 0 | 0 | 0 | 0 | 0 | 0 | 0 | 0 | 0
| 33kV | 3.7523 | 8138 | 2 | 4.495 | 7234 | 1 | 4.495 | 7234 | 1 | 4.7641 | 7234 | 1 | 5.0495 | 7234 | 1
| 11 kV | 46.0285 | 122622.711 | 262 | 1148.2953 | 922418.9791 | 301 | 1148.2953 | 922418.9791 | 301 | 1217.0449 | 922418.9791 | 310 | 1289.9453 | 922418.9791 | 320
| LT | 12294.3035 | 8704365 | 5369148 | 16115.9121 | 52203038.0805 | 6690414 | 14280.486 | 13230121.0391 | 6973045 | 15135.4727 | 13657390.4104 | 7183513 | 16042.0801 | 14097344.6939 | 7400338
| Total | 12344.0843 | 8835125.711 | 5369412 | 17268.7025 | 53132691.0596 | 6690716 | 15433.2763 | 14159774.0181 | 6973347 | 16357.2817 | 14587043.3895 | 7183824 | 17337.0748 | 15026997.673 | 7400659
NRS | 220 kV | 0 | 0 | 0 | 0 | 0 | 0 | 0 | 0 | 0 | 0 | 0 | 0 | 0 | 0 | 0
| 132 kV | 0 | 0 | 0 | 0 | 0 | 0 | 0 | 0 | 0 | 0 | 0 | 0 | 0 | 0 | 0
| 66 kV | 1.7227 | 11534.49 | 1 | 6.7964 | 31351.1745 | 5 | 3.9082 | 10450.3915 | 5 | 4.0232 | 10450.3915 | 5 | 4.1417 | 10450.3915 | 5
| 33kV | 0 | 0 | 0 | 0 | 0 | 0 | 0 | 0 | 0 | 0 | 0 | 0 | 0 | 0 | 0
| 11 kV | 173.0044 | 780290.6475 | 1832 | 152.1716 | 682354.3918 | 1825 | 87.505 | 170588.5979 | 1825 | 90.0805 | 175636.151 | 1879 | 92.7317 | 180777.1772 | 1934
| LT | 2768.989 | 1983701.23 | 769013 | 6022.5672 | 2693515.9295 | 1036031 | 3463.2274 | 4444517.0044 | 1066413 | 3565.1565 | 4575783.5685 | 1097800 | 3670.0855 | 4710949.054 | 1130111
| Total | 2943.7161 | 2775526.3675 | 770846 | 6181.5352 | 3407221.4957 | 1037861 | 3554.6406 | 4625555.9938 | 1068243 | 3659.2602 | 4761870.111 | 1099684 | 3766.9588 | 4902176.6227 | 1132050
SP | 220 kV | 0 | 0 | 0 | 0 | 0 | 0 | 0 | 0 | 0 | 0 | 0 | 0 | 0 | 0 | 0
| 132 kV | 0 | 0 | 0 | 0 | 0 | 0 | 0 | 0 | 0 | 0 | 0 | 0 | 0 | 0 | 0
| 66 kV | 0 | 0 | 0 | 0 | 0 | 0 | 0 | 0 | 0 | 0 | 0 | 0 | 0 | 0 | 0
| 33kV | 0 | 0 | 0 | 0 | 0 | 0 | 0 | 0 | 0 | 0 | 0 | 0 | 0 | 0 | 0
| 11 kV | 0 | 0 | 0 | 0 | 0 | 0 | 0 | 0 | 0 | 0 | 0 | 0 | 0 | 0 | 0
| LT | 1227.5202 | 986119.2205 | 88317 | 918.1953 | 1062104.9367 | 150873 | 1002.7095 | 1110528.3689 | 98333 | 1010.6246 | 1119264.7021 | 99107 | 1018.6013 | 1128068.7457 | 99887
| Total | 1227.5202 | 986119.2205 | 88317 | 918.1953 | 1062104.9367 | 150873 | 1002.7095 | 1110528.3689 | 98333 | 1010.6246 | 1119264.7021 | 99107 | 1018.6013 | 1128068.7457 | 99887
MS | 220 kV | 0 | 0 | 0 | 0 | 0 | 0 | 0 | 0 | 0 | 0 | 0 | 0 | 0 | 0 | 0
| 132 kV | 0 | 0 | 0 | 0 | 0 | 0 | 0 | 0 | 0 | 0 | 0 | 0 | 0 | 0 | 0
| 66 kV | 0 | 0 | 0 | 0 | 0 | 0 | 0 | 0 | 0 | 0 | 0 | 0 | 0 | 0 | 0
| 33kV | 0 | 0 | 0 | 0 | 0 | 0 | 0 | 0 | 0 | 0 | 0 | 0 | 0 | 0 | 0
| 11 kV | 407.0399 | 255134.5 | 3210 | 680.3201 | 277440.8192 | 3466 | 924.2058 | 295850.3208 | 3825 | 929.1524 | 297731.9683 | 3846 | 934.1255 | 299621.4212 | 3867
| LT | 1870.2288 | 1566863.503 | 24565 | 977.5615 | 1675988.0041 | 28230 | 1328.0043 | 1787197.6811 | 31156 | 1335.1121 | 1798564.497 | 31324 | 1342.258 | 1809978.4637 | 31493
| Total | 2277.2687 | 1821998.003 | 27775 | 1657.8816 | 1953428.8233 | 31696 | 2252.2101 | 2083048.0019 | 34981 | 2264.2646 | 2096296.4653 | 35170 | 2276.3835 | 2109599.8848 | 35360
LS | 400 kV | 59.32 | 61800 | 2 | 0.67366 | 36800 | 1 | 0.67366 | 36800 | 1 | 0.67366 | 36800 | 1 | 0.67366 | 36800 | 1
| 220 kV | 64.2308 | 65337.1653 | 5 | 109.33 | 58500 | 2 | 113.2861 | 58500 | 2 | 121.6703 | 58500 | 2 | 130.6797 | 58500 | 2
| 132 kV | 226.3723 | 339671.105 | 14 | 347.0103 | 278771.4167 | 9 | 359.5669 | 278771.4167 | 9 | 386.1784 | 278771.4167 | 9 | 414.7739 | 278771.4167 | 9
| 66 kV | 3267.8403 | 1976008.33 | 163 | 5811.9313 | 1962826.427 | 170 | 6022.2364 | 2236062.1318 | 208 | 6467.9405 | 2324557.6856 | 216 | 6946.8752 | 2414456.3264 | 224
| 33kV | 64.8335 | 121470.074 | 8 | 121.451 | 79694.4323 | 4 | 125.8458 | 79694.4323 | 4 | 135.1596 | 79694.4323 | 4 | 145.1678 | 79694.4323 | 4
| 11 kV | 6418.56 | 5720633.1922 | 10561 | 8770.0893 | 3936843.2932 | 7942 | 9087.4355 | 4484872.4705 | 9701 | 9760.0703 | 4662368.1078 | 10064 | 10482.8289 | 4842677.9181 | 10439
| LT | 0 | 0 | 0 |  |  |  | 0 | 0 | 0 | 0 | 0 | 0 | 0 | 0 | 0
| Total | 10101.1569 | 8284919.8665 | 10753 | 15160.4855 | 6353435.5692 | 8128 | 15709.0687 | 7174700.4512 | 9925 | 16871.6928 | 7440691.6424 | 10296 | 18120.9992 | 7710900.0935 | 10679
Traction | 220 kV | 123.9187 | 73768 | 7 | 205.5605 | 79852 | 8 | 55.2519 | 10530.6667 | 1 | 55.2519 | 10530.6667 | 1 | 55.2519 | 10530.6667 | 1
| 132 kV | 20.501 | 13340 | 2 | 23.4758 | 13340 | 2 | 0 | 0 | 0 | 0 | 0 | 0 | 0 | 0 | 0
| 66 kV | 0 | 0 | 0 | 0 | 0 | 0 | 0 | 0 | 0 | 0 | 0 | 0 | 0 | 0 | 0
| 33kV | 0 | 0 | 0 | 0 | 0 | 0 | 0 | 0 | 0 | 0 | 0 | 0 | 0 | 0 | 0
| 11 kV | 0.469 | 97 | 1 | 0 | 0 | 0 | 0 | 0 | 0 | 0 | 0 | 0 | 0 | 0 | 0
| LT | 0 | 0 | 0 | 0 | 0 | 0 | 0 | 0 | 0 | 0 | 0 | 0 | 0 | 0 | 0
| Total | 144.8887 | 87205 | 10 | 229.0364 | 93192 | 10 | 55.2519 | 10530.6667 | 1 | 55.2519 | 10530.6667 | 1 | 55.2519 | 10530.6667 | 1
Bulk | 220 kV | 0 | 0 | 0 | 0 | 0 | 0 | 0 | 0 | 0 | 0 | 0 | 0 | 0 | 0 | 0
| 132 kV | 505.7138 | 58865 | 4 | 113.8431 | 57608 | 4 | 102.7665 | 57608 | 4 | 102.7665 | 57608 | 4 | 102.7665 | 57608 | 4
| 66 kV | 74.403 | 130293.84 | 15 | 227.5081 | 111974.3415 | 14 | 205.3723 | 111974.3415 | 14 | 205.3723 | 111974.3415 | 14 | 205.3723 | 111974.3415 | 14
| 33kV | 1.9305 | 27000 | 2 | 0 | 0 | 0 |  | 0 | 0 | 0 | 0 | 0 | 0 | 0 | 0
| 11 kV | 481.401 | 218354.449 | 266 | 274.5435 | 159984.9637 | 207 | 247.8313 | 169534.1475 | 204 | 247.8313 | 169534.1475 | 204 | 247.8313 | 169534.1475 | 204
| LT | 62.099 | 16137.3523 | 300 | 88.6717 | 16564.9925 | 297 | 80.0442 | 17553.7239 | 293 | 80.0442 | 17553.7239 | 293 | 80.0442 | 17553.7239 | 293
| Total | 1125.5473 | 450650.6413 | 587 | 704.5664 | 346132.2976 | 522 | 636.0144 | 356670.2129 | 515 | 636.0144 | 356670.2129 | 515 | 636.0144 | 356670.2129 | 515
PL | 220 kV | 0 | 0 | 0 | 0 | 0 | 0 | 0 | 0 | 0 | 0 | 0 | 0 | 0 | 0 | 0
| 132 kV | 0 | 0 | 0 | 0 | 0 | 0 | 0 | 0 | 0 | 0 | 0 | 0 | 0 | 0 | 0
| 66 kV | 0 | 0 | 0 | 0 | 0 | 0 | 0 | 0 | 0 | 0 | 0 | 0 | 0 | 0 | 0
| 33kV | 0 | 0 | 0 | 0 | 0 | 0 | 0 | 0 | 0 | 0 | 0 | 0 | 0 | 0 | 0
| 11 kV | 0 | 0 | 0 | 0 | 0 | 0 | 0 | 0 | 0 | 0 | 0 | 0 | 0 | 0 | 0
| LT | 146.443 | 33517.7501 | 3207 | 95.3785 | 34866.4822 | 3367 | 133.5799 | 51734.2507 | 4114 | 133.5799 | 51734.2507 | 4114 | 133.5799 | 51734.2507 | 4114
| Total | 146.443 | 33517.7501 | 3207 | 95.3785 | 34866.4822 | 3367 | 133.5799 | 51734.2507 | 4114 | 133.5799 | 51734.2507 | 4114 | 133.5799 | 51734.2507 | 4114
Ag | 220 kV | 0 | 0 | 0 | 0 | 0 | 0 | 0 | 0 | 0 | 0 | 0 | 0 | 0 | 0 | 0
| 132 kV | 0 | 0 | 0 | 0 | 0 | 0 | 0 | 0 | 0 | 0 | 0 | 0 | 0 | 0 | 0
| 66 kV | 0 | 0 | 0 | 0 | 0 | 0 | 0 | 0 | 0 | 0 | 0 | 0 | 0 | 0 | 0
| 33kV | 0 | 0 | 0 | 0 | 0 | 0 | 0 | 0 | 0 | 0 | 0 | 0 | 0 | 0 | 0
| 11 kV | 0 | 0 | 0 | 0 | 0 | 0 | 0 | 0 | 0 | 0 | 0 | 0 | 0 | 0 | 0
| LT | 0.38705 | 834152.923 | 126589 | 5.7494 | 1460777.5523 | 1369400 | 12556.2879 | 1216472.4424 | 1412601 | 12782.4635 | 1238384.6039 | 1438046 | 13012.7027 | 1260691.1758 | 1463949
| Total | 0.38705 | 834152.923 | 126589 | 5.7494 | 1460777.5523 | 1369400 | 12556.2879 | 1216472.4424 | 1412601 | 12782.4635 | 1238384.6039 | 1438046 | 13012.7027 | 1260691.1758 | 1463949
Total |  | 30311.012 | 24109215.4829 | 6397496 | 42221.5306 | 67843850.2165 | 9292573 | 51333.0394 | 30789014.4066 | 9602060 | 53770.4335 | 31662486.0445 | 9870757 | 56357.5666 | 32557369.3257 | 10147214
[8 empty] | TRUE | TRUE | TRUE | TRUE | TRUE | TRUE | TRUE | TRUE | TRUE

## Sheet1 (hidden)
Voltage of supply | Consumer category | Coincidence Factor | CP (%)
220 kV | Traction |  | 0.3009%
132 kV | Industrial |  | 0.5768%
| Bulk / Miscellaneous |  | 0.2735%
| Traction |  | 0.04578%
66 kV | Industrial |  | 8.145%
| Bulk / Miscellaneous |  | 0.335%
33 kV | Industrial |  | 0.2978%
| Bulk / Miscellaneous |  | 0.1132%
11 kV | Industrial |  | 11.78%
| Domestic |  | 0.22%
| Commercial |  | 1.159%
| Bulk / Miscellaneous |  | 0.6993%
LT | Industrial |  | 7.123%
| Domestic |  | 29.87%
| Agriculture |  | 32.4%
| Commercial |  | 6.044%
| Bulk / Miscellaneous |  | 0.62%